## Sheet1
Year
Room Electricity | 204346.08 | 1519389.85
Room Gas | 326956.74 | 120.4614
Lighting | 216386.33
Heating (Electricity) | 253588.41 |  |  | 279069.16
Cooling (Electricity) | 253785.5 | 218355 |  | 268207 |  | 229467.28 | 0.095822 | 881812.71
DHW (Electricity) | 161234.2
Air Temperature | 21.83
Radiant Temperature | 21.99
Operative Temperature | 21.91
Outside Dry-Bulb Temperature | 15.79
External Infiltration | -541129.13
External Vent. | -313318.63
General Lighting | 216386.33
Miscellaneous | 344638.81
Computer + Equip | 186664
Occupancy | 408722.09
Solar Gains Exterior Windows | 270339.28
Zone Sensible Heating | 586896.69
Zone Sensible Cooling | -574539.19
Mech Vent + Nat Vent + Infiltration | 1.6
Fans | 98982.04 | 103092.59 | 0.15419 | 0.32999 | 0.165
Pump | 4110.55

## Sheet2
| Year |  |  | Year
Room Electricity | 1004468.75 | 2793156.99 | Room Electricity | 1004468.75
Room Gas | 37045.96 | 114.4127 | Room Gas | 37045.96
Lighting | 649446.38 |  | Lighting | 649446.38
System Fans | 649.13 |  | System Fans | 649.13
Heating (Electricity) | 544471 |  | Heating (Electricity) | 544471
Cooling (Electricity) | 254626.08 |  | Cooling (Electricity) | 254626.08
DHW (Electricity) | 302449.69 |  | DHW (Electricity) | 302449.69
Air Temperature | 20.76 |  | Air Temperature | 20.76
Radiant Temperature | 20.69 |  | Radiant Temperature | 20.69
Operative Temperature | 20.72 |  | Operative Temperature | 20.72
Outside Dry-Bulb Temperature | 15.79 |  | Outside Dry-Bulb Temperature | 15.79
External Infiltration | -893607.56 |  | External Infiltration | -893607.56
External Vent. | -2052979.88 |  | External Vent. | -2052979.88
General Lighting | 649446.38 |  | General Lighting | 649446.38
Miscellaneous | 7112.91 |  | Miscellaneous | 7112.91
Catering | 37045.96 |  | Catering | 37045.96
Computer + Equip | 997355.88 |  | Computer + Equip | 997355.88
Occupancy | 541349.94 |  | Occupancy | 541349.94
Solar Gains Interior Windows | 43.59 |  | Solar Gains Interior Windows | 43.59
Solar Gains Exterior Windows | 107222.73 |  | Solar Gains Exterior Windows | 107222.73
Zone Sensible Heating | 2286778 |  | Zone Sensible Heating | 2286778
Zone Sensible Cooling | -703291.56 |  | Zone Sensible Cooling | -703291.56
Mech Vent + Nat Vent + Infiltration | 1.57 |  | Mech Vent + Nat Vent + Infiltration | 1.57

## Sheet3
Year
Room Electricity | 151367.41 | 874834.97
Room Gas | 80515.54 | 92.033
Lighting | 247802.69
Heating (Electricity) | 92466.86
Cooling (Electricity) | 97067.19
DHW (Electricity) | 205615.28
Air Temperature | 22.02
Radiant Temperature | 22.34
Operative Temperature | 22.18
Outside Dry-Bulb Temperature | 15.79
External Infiltration | -430175.53
External Vent. | -100246.23
General Lighting | 247802.69
Miscellaneous | 8818.29
Catering | 106791.16
Computer + Equip | 116273.48
Occupancy | 220612.48
Solar Gains Exterior Windows | 99995.07
Zone Sensible Heating | 302672
Zone Sensible Cooling | -320080.25
Mech Vent + Nat Vent + Infiltration | 1.29

## Sheet4
| Year |  |  |  | Year
Room Electricity | 57218.41 | 511620.87 |  | Room Electricity | 57218.41
Lighting | 116893.04 | 57.849 |  | Lighting | 116893.04
Heating (Electricity) | 157137.7 |  |  | Heating (Electricity) | 76788.49
Cooling (Electricity) | 65062.18 |  |  | Cooling (Electricity) | 35062.18
DHW (Electricity) | 64845.96 |  |  | DHW (Electricity) | 34845.96
Air Temperature | 21.5 |  |  | Air Temperature | 21.5
Radiant Temperature | 21.7 |  |  | Radiant Temperature | 21.7
Operative Temperature | 21.6 |  |  | Operative Temperature | 21.6
Outside Dry-Bulb Temperature | 15.79 |  |  | Outside Dry-Bulb Temperature | 15.79
External Infiltration | -365218.25 |  |  | External Infiltration | -365218.25
External Vent. | -58708.04 |  |  | External Vent. | -58708.04
General Lighting | 116893.04 |  |  | General Lighting | 116893.04
Miscellaneous | 50422.57 |  |  | Miscellaneous | 50422.57
Computer + Equip | 6795.84 |  |  | Computer + Equip | 6795.84
Occupancy | 156990.48 |  |  | Occupancy | 156990.48
Solar Gains Exterior Windows | 67023.71 |  |  | Solar Gains Exterior Windows | 67023.71
Zone Sensible Heating | 262238.72 |  |  | Zone Sensible Heating | 262238.72
Zone Sensible Cooling | -100004.13 |  |  | Zone Sensible Cooling | -100004.13
Mech Vent + Nat Vent + Infiltration | 1.21 |  |  | Mech Vent + Nat Vent + Infiltration | 1.21
fan | 49484.97
pump | 978.61 | 50463.58 | 0.1758

## Sheet5
[24 empty] | cooling electricity | heating load | Gas | Interior Equipment | Interior Lighting
2002-01-01 | 9539.3121 | 0.0072845 | 956.3246 | 2127.5801 | 707.6234 | 2002-01-01 | 0 | 23717.1455 | 111.8235 | 3842.4137 | 1984.6989 | 2002-01-01 | 8.1648e-05 | 5040.0707 | 243.0367 | 780.9578 | 637.3708 | 2002-01-01 | 0 | 2919.6288 | 498.1784 | 342.0744 | 2002-01-01 | 0.0016369 | 10304.0393 | 1311.1847 | 7249.13 | 3671.7675
2002-01-02 | 11753.7317 | 0.0037674 | 956.3246 | 2127.5801 | 707.6234 | 2002-01-02 | 0 | 27472.8603 | 111.8235 | 3842.4137 | 1984.6989 | 2002-01-02 | 0.00011981 | 6161.0337 | 243.0367 | 780.9578 | 637.3708 | 2002-01-02 | 0 | 4058.3232 | 498.1784 | 342.0744 | 2002-01-02 | 0.00086381 | 12361.4872 | 1311.1847 | 7249.13 | 3671.7675
2002-01-03 | 11688.7569 | 0.00050466 | 956.3246 | 2127.5801 | 707.6234 | 2002-01-03 | 0 | 27206.3115 | 111.8235 | 3842.4137 | 1984.6989 | 2002-01-03 | 7.4559e-05 | 6434.2577 | 243.0367 | 780.9578 | 637.3708 | 2002-01-03 | 0 | 4257.4058 | 498.1784 | 342.0744 | 2002-01-03 | 0.00012872 | 12396.683 | 1311.1847 | 7249.13 | 3671.7675
2002-01-04 | 11725.199 | 0.00039224 | 956.3246 | 2127.5801 | 707.6234 | 2002-01-04 | 0 | 27050.7934 | 111.8235 | 3842.4137 | 1984.6989 | 2002-01-04 | 0 | 6634.6502 | 243.0367 | 780.9578 | 637.3708 | 2002-01-04 | 0 | 4368.1695 | 498.1784 | 342.0744 | 2002-01-04 | 8.7164e-05 | 12444.703 | 1311.1847 | 7249.13 | 3671.7675
2002-01-05 | 10729.3364 | 0 | 743.808 | 1464.4172 | 449.9629 | 2002-01-05 | 0 | 18292.022 | 75.5773 | 3065.0285 | 1593.2062 | 2002-01-05 | 0 | 6421.5346 | 164.2593 | 628.3101 | 449.1342 | 2002-01-05 | 0 | 4463.2408 | 424.0484 | 287.4269 | 2002-01-05 | 0 | 9976.5334 | 983.6445 | 5581.8042 | 2779.7303
2002-01-06 | 8784.0795 | 0 | 743.808 | 927.2297 | 159.5875 | 2002-01-06 | 0 | 14754.5364 | 75.5773 | 2952.6838 | 934.4853 | 2002-01-06 | 0 | 6626.7887 | 164.2593 | 554.8963 | 255.8571 | 2002-01-06 | 0 | 807.9753 | 96.3951 | 243.5655 | 2002-01-06 | 0 | 7743.345 | 983.6445 | 4531.2049 | 1593.4954
2002-01-07 | 14639.9563 | 0.00042262 | 956.3246 | 2127.5801 | 707.6234 | 2002-01-07 | 0 | 30728.3053 | 111.8235 | 3842.4137 | 1984.6989 | 2002-01-07 | 5.6094e-05 | 7743.5996 | 243.0367 | 780.9578 | 637.3708 | 2002-01-07 | 0 | 6438.93 | 498.1784 | 342.0744 | 2002-01-07 | 0.00010638 | 14887.6978 | 1311.1847 | 7249.13 | 3671.7675
2002-01-08 | 13920.2748 | 0.00025543 | 956.3246 | 2127.5801 | 707.6234 | 2002-01-08 | 0 | 30246.5918 | 111.8235 | 3842.4137 | 1984.6989 | 2002-01-08 | 0.0001578 | 7601.4175 | 243.0367 | 780.9578 | 637.3708 | 2002-01-08 | 0 | 5452.5203 | 498.1784 | 342.0744 | 2002-01-08 | 9.183e-05 | 14305.2011 | 1311.1847 | 7249.13 | 3671.7675
2002-01-09 | 12828.8385 | 0.0010946 | 956.3246 | 2127.5801 | 707.6234 | 2002-01-09 | 0 | 29188.9381 | 111.8235 | 3842.4137 | 1984.6989 | 2002-01-09 | 7.3642e-05 | 7022.4809 | 243.0367 | 780.9578 | 637.3708 | 2002-01-09 | 0 | 4721.2463 | 498.1784 | 342.0744 | 2002-01-09 | 0.00025961 | 13440.3759 | 1311.1847 | 7249.13 | 3671.7675
2002-01-10 | 12523.3131 | 0.0019486 | 956.3246 | 2127.5801 | 707.6234 | 2002-01-10 | 0 | 29468.0224 | 111.8235 | 3842.4137 | 1984.6989 | 2002-01-10 | 4.9922e-05 | 7193.3229 | 243.0367 | 925.8733 | 870.6487 | 2002-01-10 | 0 | 4505.9974 | 498.1784 | 342.0744 | 2002-01-10 | 0.00044411 | 13422.6639 | 1311.1847 | 7394.0456 | 3905.0454
2002-01-11 | 11936.4903 | 0.0019884 | 956.3246 | 2127.5801 | 707.6234 | 2002-01-11 | 0 | 28240.9474 | 111.8235 | 3842.4137 | 1984.6989 | 2002-01-11 | 9.4531e-05 | 6622.2511 | 243.0367 | 925.8733 | 870.6487 | 2002-01-11 | 0 | 4219.0814 | 498.1784 | 342.0744 | 2002-01-11 | 0.00046288 | 12754.6925 | 1311.1847 | 7394.0456 | 3905.0454
2002-01-12 | 9241.4034 | 0.00017494 | 743.808 | 1464.4172 | 449.9629 | 2002-01-12 | 0 | 15012.1456 | 75.5773 | 3065.0285 | 1593.2062 | 2002-01-12 | 8.6197e-06 | 5549.9427 | 164.2593 | 628.3101 | 449.1342 | 2002-01-12 | 0 | 3595.9219 | 424.0484 | 287.4269 | 2002-01-12 | 4.079e-05 | 8349.8534 | 983.6445 | 5581.8042 | 2779.7303
2002-01-13 | 5113.6993 | 0.00019239 | 743.808 | 927.2297 | 159.5875 | 2002-01-13 | 0 | 7745.4551 | 75.5773 | 2952.6838 | 934.4853 | 2002-01-13 | 0 | 4291.4532 | 164.2593 | 554.8963 | 255.8571 | 2002-01-13 | 0 | 383.0601 | 96.3951 | 243.5655 | 2002-01-13 | 4.2753e-05 | 4383.4169 | 983.6445 | 4531.2049 | 1593.4954
2002-01-14 | 12221.1432 | 0.0020112 | 956.3246 | 2127.5801 | 707.6234 | 2002-01-14 | 0 | 28145.9633 | 111.8235 | 3842.4137 | 1984.6989 | 2002-01-14 | 3.3349e-05 | 6593.1563 | 243.0367 | 925.8733 | 870.6487 | 2002-01-14 | 0 | 4605.7572 | 498.1784 | 342.0744 | 2002-01-14 | 0.00045435 | 12891.505 | 1311.1847 | 7394.0456 | 3905.0454
2002-01-15 | 12160.2167 | 0.00084154 | 956.3246 | 2127.5801 | 707.6234 | 2002-01-15 | 0 | 28497.0475 | 111.8235 | 3842.4137 | 1984.6989 | 2002-01-15 | 9.2167e-05 | 6765.2406 | 243.0367 | 925.8733 | 870.6487 | 2002-01-15 | 0 | 4492.7516 | 498.1784 | 342.0744 | 2002-01-15 | 0.00020749 | 12978.8141 | 1311.1847 | 7394.0456 | 3905.0454
2002-01-16 | 11104.4209 | 0.00057176 | 956.3246 | 2127.5801 | 707.6234 | 2002-01-16 | 0 | 26895.9818 | 111.8235 | 3842.4137 | 1984.6989 | 2002-01-16 | 6.0725e-05 | 6193.498 | 243.0367 | 925.8733 | 870.6487 | 2002-01-16 | 0 | 3923.6747 | 498.1784 | 342.0744 | 2002-01-16 | 0.00014055 | 12029.3938 | 1311.1847 | 7394.0456 | 3905.0454
2002-01-17 | 10479.6872 | 0.0037517 | 956.3246 | 2127.5801 | 707.6234 | 2002-01-17 | 0 | 25639.5764 | 111.8235 | 3842.4137 | 1984.6989 | 2002-01-17 | 5.7175e-06 | 5859.7976 | 243.0367 | 925.8733 | 870.6487 | 2002-01-17 | 0 | 3593.8905 | 498.1784 | 342.0744 | 2002-01-17 | 0.00083498 | 11393.2379 | 1311.1847 | 7394.0456 | 3905.0454
2002-01-18 | 11069.999 | 0.0045489 | 956.3246 | 2127.5801 | 707.6234 | 2002-01-18 | 0 | 26886.8996 | 111.8235 | 3842.4137 | 1984.6989 | 2002-01-18 | 0.00019331 | 5971.9717 | 243.0367 | 925.8733 | 870.6487 | 2002-01-18 | 0 | 3678.7946 | 498.1784 | 342.0744 | 2002-01-18 | 0.0010538 | 11901.9162 | 1311.1847 | 7394.0456 | 3905.0454
2002-01-19 | 9191.6145 | 0.00025248 | 743.808 | 1464.4172 | 449.9629 | 2002-01-19 | 0 | 15140.0368 | 75.5773 | 3065.0285 | 1593.2062 | 2002-01-19 | 0 | 5374.0395 | 164.2593 | 628.3101 | 449.1342 | 2002-01-19 | 0 | 3472.7994 | 424.0484 | 287.4269 | 2002-01-19 | 5.6108e-05 | 8294.6225 | 983.6445 | 5581.8042 | 2779.7303
2002-01-20 | 5623.0173 | 0 | 743.808 | 927.2297 | 159.5875 | 2002-01-20 | 0 | 9371.4781 | 75.5773 | 2952.6838 | 934.4853 | 2002-01-20 | 7.3546e-17 | 4683.1776 | 164.2593 | 554.8963 | 255.8571 | 2002-01-20 | 0 | 456.01 | 96.3951 | 243.5655 | 2002-01-20 | 1.6344e-17 | 5033.4207 | 983.6445 | 4531.2049 | 1593.4954
2002-01-21 | 11390.3275 | 0.0032096 | 956.3246 | 2127.5801 | 707.6234 | 2002-01-21 | 0 | 26797.5469 | 111.8235 | 3842.4137 | 1984.6989 | 2002-01-21 | 0 | 5990.2505 | 243.0367 | 925.8733 | 870.6487 | 2002-01-21 | 0 | 4146.9147 | 498.1784 | 342.0744 | 2002-01-21 | 0.00071325 | 12081.2599 | 1311.1847 | 7394.0456 | 3905.0454
2002-01-22 | 13286.083 | 0.00063448 | 956.3246 | 2127.5801 | 707.6234 | 2002-01-22 | 0 | 29858.9618 | 111.8235 | 3842.4137 | 1984.6989 | 2002-01-22 | 0 | 7433.7554 | 243.0367 | 925.8733 | 870.6487 | 2002-01-22 | 0 | 5047.5006 | 498.1784 | 342.0744 | 2002-01-22 | 0.000141 | 13906.5752 | 1311.1847 | 7394.0456 | 3905.0454
2002-01-23 | 13429.2112 | 0.0014967 | 956.3246 | 2127.5801 | 707.6234 | 2002-01-23 | 0 | 29992.8345 | 111.8235 | 3842.4137 | 1984.6989 | 2002-01-23 | 8.6186e-05 | 7572.7119 | 243.0367 | 925.8733 | 870.6487 | 2002-01-23 | 0 | 5173.2241 | 498.1784 | 342.0744 | 2002-01-23 | 0.00035175 | 14041.9954 | 1311.1847 | 7394.0456 | 3905.0454
2002-01-24 | 13184.6585 | 0.00072898 | 956.3246 | 2127.5801 | 707.6234 | 2002-01-24 | 0 | 30087.2173 | 111.8235 | 3842.4137 | 1984.6989 | 2002-01-24 | 0.00051497 | 7180.1552 | 243.0367 | 925.8733 | 870.6487 | 2002-01-24 | 0 | 4718.8316 | 498.1784 | 342.0744 | 2002-01-24 | 0.00027643 | 13792.7156 | 1311.1847 | 7394.0456 | 3905.0454
2002-01-25 | 13581.9899 | 0.0010682 | 956.3246 | 2127.5801 | 707.6234 | 2002-01-25 | 0 | 30650.6926 | 111.8235 | 3842.4137 | 1984.6989 | 2002-01-25 | 0 | 7624.8266 | 243.0367 | 925.8733 | 870.6487 | 2002-01-25 | 0 | 5115.7039 | 498.1784 | 342.0744 | 2002-01-25 | 0.00023738 | 14243.3033 | 1311.1847 | 7394.0456 | 3905.0454
2002-01-26 | 10066.1296 | 0.0001025 | 743.808 | 1464.4172 | 449.9629 | 2002-01-26 | 0 | 17289.5149 | 75.5773 | 3065.0285 | 1593.2062 | 2002-01-26 | 0 | 5921.5828 | 164.2593 | 628.3101 | 449.1342 | 2002-01-26 | 0 | 3981.7333 | 424.0484 | 287.4269 | 2002-01-26 | 2.2779e-05 | 9314.7402 | 983.6445 | 5581.8042 | 2779.7303
2002-01-27 | 5828.7279 | 0.00016203 | 743.808 | 927.2297 | 159.5875 | 2002-01-27 | 0 | 9473.4925 | 75.5773 | 2952.6838 | 934.4853 | 2002-01-27 | 2.5267e-06 | 4708.2585 | 164.2593 | 554.8963 | 255.8571 | 2002-01-27 | 0 | 468.0655 | 96.3951 | 243.5655 | 2002-01-27 | 3.6568e-05 | 5119.6361 | 983.6445 | 4531.2049 | 1593.4954
2002-01-28 | 9165.5451 | 0.0023632 | 956.3246 | 2127.5801 | 707.6234 | 2002-01-28 | 1.9716 | 20979.4442 | 111.8235 | 3842.4137 | 1984.6989 | 2002-01-28 | 0.00044883 | 5130.4132 | 243.0367 | 925.8733 | 870.6487 | 2002-01-28 | 0 | 3188.8678 | 498.1784 | 342.0744 | 2002-01-28 | 0.43876 | 9616.0676 | 1311.1847 | 7394.0456 | 3905.0454
2002-01-29 | 8604.5145 | 0.0034772 | 956.3246 | 2127.5801 | 707.6234 | 2002-01-29 | 0.97494 | 20975.0386 | 111.8235 | 3842.4137 | 1984.6989 | 2002-01-29 | 0.0010463 | 4691.4168 | 243.0367 | 925.8733 | 870.6487 | 2002-01-29 | 0 | 2511.4286 | 498.1784 | 342.0744 | 2002-01-29 | 0.21766 | 9195.5996 | 1311.1847 | 7394.0456 | 3905.0454
2002-01-30 | 8797.9736 | 0.0034145 | 956.3246 | 2127.5801 | 707.6234 | 2002-01-30 | 0 | 21999.7971 | 111.8235 | 3842.4137 | 1984.6989 | 2002-01-30 | 0.0015156 | 4774.6718 | 243.0367 | 925.8733 | 870.6487 | 2002-01-30 | 0 | 2664.7963 | 498.1784 | 342.0744 | 2002-01-30 | 0.0010956 | 9559.3097 | 1311.1847 | 7394.0456 | 3905.0454
2002-01-31 | 10078.7999 | 0.0033209 | 956.3246 | 2127.5801 | 707.6234 | 2002-01-31 | 0 | 24669.1067 | 111.8235 | 3842.4137 | 1984.6989 | 2002-01-31 | 0.00070522 | 5509.0014 | 243.0367 | 925.8733 | 870.6487 | 2002-01-31 | 0 | 3257.9168 | 498.1784 | 342.0744 | 2002-01-31 | 0.00089469 | 10878.7062 | 1311.1847 | 7394.0456 | 3905.0454
2002-02-01 | 10500.8339 | 0.0053293 | 956.3246 | 2127.5801 | 707.6234 | 2002-02-01 | 0 | 25658.8946 | 111.8235 | 3842.4137 | 1984.6989 | 2002-02-01 | 0.00029623 | 5651.896 | 243.0367 | 925.8733 | 870.6487 | 2002-02-01 | 0 | 3415.0691 | 498.1784 | 342.0744 | 2002-02-01 | 0.0012501 | 11306.6734 | 1311.1847 | 7394.0456 | 3905.0454
2002-02-02 | 9479.4115 | 0.00040512 | 743.808 | 1464.4172 | 449.9629 | 2002-02-02 | 0 | 15614.9489 | 75.5773 | 3065.0285 | 1593.2062 | 2002-02-02 | 0 | 5409.8378 | 164.2593 | 628.3101 | 449.1342 | 2002-02-02 | 0 | 3567.1065 | 424.0484 | 287.4269 | 2002-02-02 | 9.0026e-05 | 8517.8262 | 983.6445 | 5581.8042 | 2779.7303
2002-02-03 | 6730.9836 | 1.7601e-05 | 743.808 | 927.2297 | 159.5875 | 2002-02-03 | 0 | 11567.8581 | 75.5773 | 2952.6838 | 934.4853 | 2002-02-03 | 0 | 5480.2178 | 164.2593 | 554.8963 | 255.8571 | 2002-02-03 | 0 | 574.4189 | 96.3951 | 243.5655 | 2002-02-03 | 3.9113e-06 | 6088.3696 | 983.6445 | 4531.2049 | 1593.4954
2002-02-04 | 11958.8615 | 0.0017506 | 956.3246 | 2127.5801 | 707.6234 | 2002-02-04 | 0 | 27328.9435 | 111.8235 | 3842.4137 | 1984.6989 | 2002-02-04 | 3.7641e-05 | 6533.0378 | 243.0367 | 925.8733 | 870.6487 | 2002-02-04 | 0 | 4894.9967 | 498.1784 | 342.0744 | 2002-02-04 | 0.00039738 | 12678.9599 | 1311.1847 | 7394.0456 | 3905.0454
2002-02-05 | 11465.6545 | 0.00046212 | 956.3246 | 2127.5801 | 707.6234 | 2002-02-05 | 0 | 27223.8155 | 111.8235 | 3842.4137 | 1984.6989 | 2002-02-05 | 0.00014529 | 6367.5138 | 243.0367 | 925.8733 | 870.6487 | 2002-02-05 | 0 | 4217.7596 | 498.1784 | 342.0744 | 2002-02-05 | 0.00013498 | 12318.6859 | 1311.1847 | 7394.0456 | 3905.0454
2002-02-06 | 10411.7911 | 0.0017047 | 956.3246 | 2127.5801 | 707.6234 | 2002-02-06 | 0 | 25414.835 | 111.8235 | 3842.4137 | 1984.6989 | 2002-02-06 | 0.00041324 | 5846.0588 | 243.0367 | 925.8733 | 870.6487 | 2002-02-06 | 0 | 3637.269 | 498.1784 | 342.0744 | 2002-02-06 | 0.00047066 | 11327.4885 | 1311.1847 | 7394.0456 | 3905.0454
2002-02-07 | 10308.4934 | 0.0012641 | 956.3246 | 2127.5801 | 707.6234 | 2002-02-07 | 0 | 25069.5306 | 111.8235 | 3842.4137 | 1984.6989 | 2002-02-07 | 0.00081881 | 5697.7701 | 243.0367 | 925.8733 | 870.6487 | 2002-02-07 | 0 | 3447.8592 | 498.1784 | 342.0744 | 2002-02-07 | 0.00046288 | 11130.9133 | 1311.1847 | 7394.0456 | 3905.0454
2002-02-08 | 7402.1457 | 0.0058077 | 956.3246 | 2127.5801 | 707.6234 | 2002-02-08 | 2.978 | 18508.886 | 111.8235 | 3842.4137 | 1984.6989 | 2002-02-08 | 0.001179 | 4297.1351 | 243.0367 | 925.8733 | 870.6487 | 2002-02-08 | 0 | 1996.4901 | 498.1784 | 342.0744 | 2002-02-08 | 0.66333 | 8051.1642 | 1311.1847 | 7394.0456 | 3905.0454
2002-02-09 | 8593.6796 | 0.00075581 | 743.808 | 1464.4172 | 449.9629 | 2002-02-09 | 0 | 13743.2275 | 75.5773 | 3065.0285 | 1593.2062 | 2002-02-09 | 9.1161e-05 | 4675.2208 | 164.2593 | 628.3101 | 449.1342 | 2002-02-09 | 0 | 2903.5286 | 424.0484 | 287.4269 | 2002-02-09 | 0.00018822 | 7478.9141 | 983.6445 | 5581.8042 | 2779.7303
2002-02-10 | 6751.5677 | 0 | 743.808 | 927.2297 | 159.5875 | 2002-02-10 | 0 | 12607.095 | 75.5773 | 2952.6838 | 934.4853 | 2002-02-10 | 0 | 5580.7278 | 164.2593 | 554.8963 | 255.8571 | 2002-02-10 | 0 | 596.8643 | 96.3951 | 243.5655 | 2002-02-10 | 0 | 6384.0637 | 983.6445 | 4531.2049 | 1593.4954
2002-02-11 | 12582.4604 | 0.00052315 | 956.3246 | 2127.5801 | 707.6234 | 2002-02-11 | 0 | 28222.1507 | 111.8235 | 3842.4137 | 1984.6989 | 2002-02-11 | 9.703e-05 | 7026.9455 | 243.0367 | 925.8733 | 870.6487 | 2002-02-11 | 0 | 5432.2825 | 498.1784 | 342.0744 | 2002-02-11 | 0.00013782 | 13315.9598 | 1311.1847 | 7394.0456 | 3905.0454
2002-02-12 | 12617.4298 | 0.0019627 | 956.3246 | 2127.5801 | 707.6234 | 2002-02-12 | 0 | 28909.8361 | 111.8235 | 3842.4137 | 1984.6989 | 2002-02-12 | 0 | 7015.7729 | 243.0367 | 925.8733 | 870.6487 | 2002-02-12 | 0 | 4726.973 | 498.1784 | 342.0744 | 2002-02-12 | 0.00043615 | 13317.5029 | 1311.1847 | 7394.0456 | 3905.0454
2002-02-13 | 11788.9347 | 0.00081258 | 956.3246 | 2127.5801 | 707.6234 | 2002-02-13 | 0 | 28025.3417 | 111.8235 | 3842.4137 | 1984.6989 | 2002-02-13 | 0 | 6527.2153 | 243.0367 | 925.8733 | 870.6487 | 2002-02-13 | 0 | 4177.393 | 498.1784 | 342.0744 | 2002-02-13 | 0.00018057 | 12629.7212 | 1311.1847 | 7394.0456 | 3905.0454
2002-02-14 | 10895.4427 | 0.0011481 | 956.3246 | 2127.5801 | 707.6234 | 2002-02-14 | 0 | 25789.8099 | 111.8235 | 3842.4137 | 1984.6989 | 2002-02-14 | 6.8146e-05 | 5912.8576 | 243.0367 | 780.9578 | 637.3708 | 2002-02-14 | 0 | 3893.3016 | 498.1784 | 342.0744 | 2002-02-14 | 0.00027027 | 11622.8529 | 1311.1847 | 7249.13 | 3671.7675
2002-02-15 | 11420.8423 | 0.0012159 | 956.3246 | 2127.5801 | 707.6234 | 2002-02-15 | 0 | 26657.6236 | 111.8235 | 3842.4137 | 1984.6989 | 2002-02-15 | 5.4412e-05 | 6283.6351 | 243.0367 | 780.9578 | 637.3708 | 2002-02-15 | 0 | 4052.7135 | 498.1784 | 342.0744 | 2002-02-15 | 0.0002823 | 12103.7036 | 1311.1847 | 7249.13 | 3671.7675
2002-02-16 | 9430.9673 | 0.00099465 | 743.808 | 1464.4172 | 449.9629 | 2002-02-16 | 0 | 15512.4347 | 75.5773 | 3065.0285 | 1593.2062 | 2002-02-16 | 0 | 5685.4089 | 164.2593 | 628.3101 | 449.1342 | 2002-02-16 | 0 | 3534.3858 | 424.0484 | 287.4269 | 2002-02-16 | 0.00022103 | 8540.7992 | 983.6445 | 5581.8042 | 2779.7303
2002-02-17 | 5739.9347 | 0.00062908 | 743.808 | 927.2297 | 159.5875 | 2002-02-17 | 0 | 10153.1605 | 75.5773 | 2952.6838 | 934.4853 | 2002-02-17 | 3.3949e-05 | 4640.7682 | 164.2593 | 554.8963 | 255.8571 | 2002-02-17 | 0 | 442.0083 | 96.3951 | 243.5655 | 2002-02-17 | 0.00014734 | 5243.968 | 983.6445 | 4531.2049 | 1593.4954
2002-02-18 | 9783.1927 | 0.0024385 | 956.3246 | 2127.5801 | 707.6234 | 2002-02-18 | 0.0044943 | 22205.9561 | 111.8235 | 3842.4137 | 1984.6989 | 2002-02-18 | 0.00080125 | 4932.943 | 243.0367 | 780.9578 | 637.3708 | 2002-02-18 | 0 | 3382.9629 | 498.1784 | 342.0744 | 2002-02-18 | 0.0017187 | 10076.2637 | 1311.1847 | 7249.13 | 3671.7675
2002-02-19 | 8791.3311 | 0.0030232 | 956.3246 | 2127.5801 | 707.6234 | 2002-02-19 | 0 | 21276.6017 | 111.8235 | 3842.4137 | 1984.6989 | 2002-02-19 | 0.00090059 | 4790.409 | 243.0367 | 780.9578 | 637.3708 | 2002-02-19 | 0 | 2736.303 | 498.1784 | 342.0744 | 2002-02-19 | 0.00087195 | 9398.6612 | 1311.1847 | 7249.13 | 3671.7675
2002-02-20 | 7070.2319 | 0.0046064 | 956.3246 | 2127.5801 | 707.6234 | 2002-02-20 | 4.9161 | 16920.3509 | 111.8235 | 3842.4137 | 1984.6989 | 2002-02-20 | 0.00077383 | 4124.4917 | 243.0367 | 780.9578 | 637.3708 | 2002-02-20 | 0 | 1860.3439 | 498.1784 | 342.0744 | 2002-02-20 | 1.0937 | 7493.8546 | 1311.1847 | 7249.13 | 3671.7675
2002-02-21 | 7362.2997 | 0.01108 | 956.3246 | 2127.5801 | 707.6234 | 2002-02-21 | 2.4955 | 18506.8123 | 111.8235 | 3842.4137 | 1984.6989 | 2002-02-21 | 0.0018046 | 4170.1412 | 243.0367 | 925.8733 | 870.6487 | 2002-02-21 | 0 | 1844.7316 | 498.1784 | 342.0744 | 2002-02-21 | 0.55741 | 7970.9962 | 1311.1847 | 7394.0456 | 3905.0454
2002-02-22 | 5955.2105 | 0.00089504 | 956.3246 | 2127.5801 | 707.6234 | 2002-02-22 | 14.3777 | 13289.3892 | 111.8235 | 3842.4137 | 1984.6989 | 2002-02-22 | 0.12478 | 3739.1903 | 243.0367 | 925.8733 | 870.6487 | 2002-02-22 | 0 | 1478.2646 | 498.1784 | 342.0744 | 2002-02-22 | 3.223 | 6115.5137 | 1311.1847 | 7394.0456 | 3905.0454
2002-02-23 | 8827.6609 | 0.00056809 | 743.808 | 1464.4172 | 449.9629 | 2002-02-23 | 0 | 14535.8464 | 75.5773 | 3065.0285 | 1593.2062 | 2002-02-23 | 0 | 4987.7135 | 164.2593 | 628.3101 | 449.1342 | 2002-02-23 | 0 | 3143.6321 | 424.0484 | 287.4269 | 2002-02-23 | 0.00012624 | 7873.7132 | 983.6445 | 5581.8042 | 2779.7303
2002-02-24 | 7702.8105 | 0 | 743.808 | 927.2297 | 159.5875 | 2002-02-24 | 0 | 13541.4392 | 75.5773 | 2952.6838 | 934.4853 | 2002-02-24 | 0 | 6245.9914 | 164.2593 | 554.8963 | 255.8571 | 2002-02-24 | 0 | 750.6449 | 96.3951 | 243.5655 | 2002-02-24 | 0 | 7060.2215 | 983.6445 | 4531.2049 | 1593.4954
2002-02-25 | 12242.9221 | 0.0043127 | 956.3246 | 2127.5801 | 707.6234 | 2002-02-25 | 0 | 27894.0542 | 111.8235 | 3842.4137 | 1984.6989 | 2002-02-25 | 4.3547e-05 | 6516.8275 | 243.0367 | 925.8733 | 870.6487 | 2002-02-25 | 0 | 4923.7001 | 498.1784 | 342.0744 | 2002-02-25 | 0.00096805 | 12894.376 | 1311.1847 | 7394.0456 | 3905.0454
2002-02-26 | 10303.828 | 0.0019519 | 956.3246 | 2127.5801 | 707.6234 | 2002-02-26 | 0 | 25011.2177 | 111.8235 | 3842.4137 | 1984.6989 | 2002-02-26 | 0.00065684 | 5374.7721 | 243.0367 | 925.8733 | 870.6487 | 2002-02-26 | 0 | 3279.8042 | 498.1784 | 342.0744 | 2002-02-26 | 0.00057973 | 10992.4055 | 1311.1847 | 7394.0456 | 3905.0454
2002-02-27 | 9345.0285 | 0.0055379 | 956.3246 | 2127.5801 | 707.6234 | 2002-02-27 | 0 | 23266.3366 | 111.8235 | 3842.4137 | 1984.6989 | 2002-02-27 | 0.001088 | 4932.8799 | 243.0367 | 925.8733 | 870.6487 | 2002-02-27 | 0 | 2756.339 | 498.1784 | 342.0744 | 2002-02-27 | 0.0014724 | 10075.146 | 1311.1847 | 7394.0456 | 3905.0454
2002-02-28 | 9522.0817 | 0.0053933 | 956.3246 | 2127.5801 | 707.6234 | 2002-02-28 | 0 | 23813.5571 | 111.8235 | 3842.4137 | 1984.6989 | 2002-02-28 | 0.0008677 | 4982.3654 | 243.0367 | 925.8733 | 870.6487 | 2002-02-28 | 0 | 2812.7567 | 498.1784 | 342.0744 | 2002-02-28 | 0.0013913 | 10282.6902 | 1311.1847 | 7394.0456 | 3905.0454
2002-03-01 | 9705.5582 | 0.0032297 | 956.3246 | 2127.5801 | 707.6234 | 2002-03-01 | 0 | 23937.4102 | 111.8235 | 3842.4137 | 1984.6989 | 2002-03-01 | 0.0006335 | 5063.2105 | 243.0367 | 925.8733 | 870.6487 | 2002-03-01 | 0 | 2859.2793 | 498.1784 | 342.0744 | 2002-03-01 | 0.00085849 | 10391.3646 | 1311.1847 | 7394.0456 | 3905.0454
2002-03-02 | 7859.3713 | 0.00025817 | 743.808 | 1464.4172 | 449.9629 | 2002-03-02 | 0 | 11783.4515 | 75.5773 | 3065.0285 | 1593.2062 | 2002-03-02 | 6.6354e-05 | 4479.3985 | 164.2593 | 628.3101 | 449.1342 | 2002-03-02 | 0 | 2531.5986 | 424.0484 | 287.4269 | 2002-03-02 | 7.2116e-05 | 6663.455 | 983.6445 | 5581.8042 | 2779.7303
2002-03-03 | 4359.7112 | 0.00022392 | 743.808 | 927.2297 | 159.5875 | 2002-03-03 | 0 | 5677.4443 | 75.5773 | 2952.6838 | 934.4853 | 2002-03-03 | 4.296e-17 | 3649.8584 | 164.2593 | 554.8963 | 255.8571 | 2002-03-03 | 0 | 304.9357 | 96.3951 | 243.5655 | 2002-03-03 | 4.9761e-05 | 3497.9874 | 983.6445 | 4531.2049 | 1593.4954
2002-03-04 | 6031.6726 | 0.00013745 | 956.3246 | 2127.5801 | 707.6234 | 2002-03-04 | 18.0375 | 12135.2356 | 111.8235 | 3842.4137 | 1984.6989 | 2002-03-04 | 0.17178 | 3923.5952 | 243.0367 | 925.8733 | 870.6487 | 2002-03-04 | 0 | 1734.1119 | 498.1784 | 342.0744 | 2002-03-04 | 4.0465 | 5956.1539 | 1311.1847 | 7394.0456 | 3905.0454
2002-03-05 | 6441.7951 | 0.0020158 | 956.3246 | 2127.5801 | 707.6234 | 2002-03-05 | 9.4807 | 15458.4788 | 111.8235 | 3842.4137 | 1984.6989 | 2002-03-05 | 0.00050715 | 3597.4941 | 243.0367 | 925.8733 | 870.6487 | 2002-03-05 | 0 | 1476.856 | 498.1784 | 342.0744 | 2002-03-05 | 2.1074 | 6743.656 | 1311.1847 | 7394.0456 | 3905.0454
2002-03-06 | 5875.6987 | 0.00022183 | 956.3246 | 2127.5801 | 707.6234 | 2002-03-06 | 8.4505 | 14790.9722 | 111.8235 | 3842.4137 | 1984.6989 | 2002-03-06 | 0.0010328 | 3482.53 | 243.0367 | 925.8733 | 870.6487 | 2002-03-06 | 0 | 1356.1463 | 498.1784 | 342.0744 | 2002-03-06 | 1.8782 | 6376.3368 | 1311.1847 | 7394.0456 | 3905.0454
2002-03-07 | 6632.4659 | 0.0033246 | 956.3246 | 2127.5801 | 707.6234 | 2002-03-07 | 5.6918 | 16970.8409 | 111.8235 | 3842.4137 | 1984.6989 | 2002-03-07 | 0.0022911 | 3660.1269 | 243.0367 | 925.8733 | 870.6487 | 2002-03-07 | 0 | 1673.4364 | 498.1784 | 342.0744 | 2002-03-07 | 1.2661 | 7234.2175 | 1311.1847 | 7394.0456 | 3905.0454
2002-03-08 | 7563.5625 | 0.0061861 | 956.3246 | 2127.5801 | 707.6234 | 2002-03-08 | 0.96936 | 19028.0218 | 111.8235 | 3842.4137 | 1984.6989 | 2002-03-08 | 0.002604 | 4126.9648 | 243.0367 | 925.8733 | 870.6487 | 2002-03-08 | 0 | 2099.6518 | 498.1784 | 342.0744 | 2002-03-08 | 0.21737 | 8204.5502 | 1311.1847 | 7394.0456 | 3905.0454
2002-03-09 | 10080.4908 | 0 | 743.808 | 1464.4172 | 449.9629 | 2002-03-09 | 0 | 16873.741 | 75.5773 | 3065.0285 | 1593.2062 | 2002-03-09 | 0 | 5933.8596 | 164.2593 | 628.3101 | 449.1342 | 2002-03-09 | 0 | 4138.3506 | 424.0484 | 287.4269 | 2002-03-09 | 0 | 9256.6105 | 983.6445 | 5581.8042 | 2779.7303
2002-03-10 | 6013.2184 | 0.0018584 | 743.808 | 927.2297 | 159.5875 | 2002-03-10 | 0 | 10250.1381 | 75.5773 | 2952.6838 | 934.4853 | 2002-03-10 | 0 | 4813.0834 | 164.2593 | 554.8963 | 255.8571 | 2002-03-10 | 0 | 484.0051 | 96.3951 | 243.5655 | 2002-03-10 | 0.00041298 | 5390.1112 | 983.6445 | 4531.2049 | 1593.4954
2002-03-11 | 10622.9126 | 0.0014287 | 956.3246 | 2127.5801 | 707.6234 | 2002-03-11 | 0 | 24556.0491 | 111.8235 | 3842.4137 | 1984.6989 | 2002-03-11 | 0.00070698 | 5839.289 | 243.0367 | 925.8733 | 870.6487 | 2002-03-11 | 0 | 4069.8417 | 498.1784 | 342.0744 | 2002-03-11 | 0.00047459 | 11272.0231 | 1311.1847 | 7394.0456 | 3905.0454
2002-03-12 | 10552.6519 | 0.0042821 | 956.3246 | 2127.5801 | 707.6234 | 2002-03-12 | 0 | 25476.2756 | 111.8235 | 3842.4137 | 1984.6989 | 2002-03-12 | 0 | 5822.904 | 243.0367 | 925.8733 | 870.6487 | 2002-03-12 | 0 | 3594.8083 | 498.1784 | 342.0744 | 2002-03-12 | 0.00095157 | 11361.6599 | 1311.1847 | 7394.0456 | 3905.0454
2002-03-13 | 10866.2223 | 0.0012266 | 956.3246 | 2127.5801 | 707.6234 | 2002-03-13 | 0 | 26308.692 | 111.8235 | 3842.4137 | 1984.6989 | 2002-03-13 | 6.6787e-05 | 5754.0947 | 243.0367 | 925.8733 | 870.6487 | 2002-03-13 | 0 | 3503.4256 | 498.1784 | 342.0744 | 2002-03-13 | 0.00028742 | 11608.1087 | 1311.1847 | 7394.0456 | 3905.0454
2002-03-14 | 9503.1902 | 0.0064429 | 956.3246 | 2127.5801 | 707.6234 | 2002-03-14 | 0 | 23445.8093 | 111.8235 | 3842.4137 | 1984.6989 | 2002-03-14 | 0.0013441 | 5033.9762 | 243.0367 | 925.8733 | 870.6487 | 2002-03-14 | 0 | 2808.8273 | 498.1784 | 342.0744 | 2002-03-14 | 0.0017304 | 10197.9507 | 1311.1847 | 7394.0456 | 3905.0454
2002-03-15 | 7906.206 | 0.0059482 | 956.3246 | 2127.5801 | 707.6234 | 2002-03-15 | 2.5522 | 19283.0251 | 111.8235 | 3842.4137 | 1984.6989 | 2002-03-15 | 0.0017024 | 4438.1332 | 243.0367 | 925.8733 | 870.6487 | 2002-03-15 | 0 | 2126.2451 | 498.1784 | 342.0744 | 2002-03-15 | 0.56885 | 8438.4023 | 1311.1847 | 7394.0456 | 3905.0454
2002-03-16 | 5956.1369 | 0.00092428 | 743.808 | 1464.4172 | 449.9629 | 2002-03-16 | 0 | 7556.2855 | 75.5773 | 3065.0285 | 1593.2062 | 2002-03-16 | 0 | 3646.8638 | 164.2593 | 628.3101 | 449.1342 | 2002-03-16 | 0 | 1602.5603 | 424.0484 | 287.4269 | 2002-03-16 | 0.0002054 | 4690.4616 | 983.6445 | 5581.8042 | 2779.7303
2002-03-17 | 3820.5939 | 0.00032428 | 743.808 | 927.2297 | 159.5875 | 2002-03-17 | 0 | 4399.0025 | 75.5773 | 2952.6838 | 934.4853 | 2002-03-17 | 6.7576e-17 | 3347.6031 | 164.2593 | 554.8963 | 255.8571 | 2002-03-17 | 0 | 267.5847 | 96.3951 | 243.5655 | 2002-03-17 | 7.2063e-05 | 2958.696 | 983.6445 | 4531.2049 | 1593.4954
2002-03-18 | 5881.7392 | 5.3167e-05 | 956.3246 | 2127.5801 | 707.6234 | 2002-03-18 | 15.2958 | 12335.825 | 111.8235 | 3842.4137 | 1984.6989 | 2002-03-18 | 0.10443 | 3750.3694 | 243.0367 | 925.8733 | 870.6487 | 2002-03-18 | 0 | 1549.01 | 498.1784 | 342.0744 | 2002-03-18 | 3.4223 | 5879.2359 | 1311.1847 | 7394.0456 | 3905.0454
2002-03-19 | 4504.6795 | 4.085e-05 | 956.3246 | 2127.5801 | 707.6234 | 2002-03-19 | 21.4335 | 9590.8865 | 111.8235 | 3842.4137 | 1984.6989 | 2002-03-19 | 0.051245 | 3077.5999 | 243.0367 | 925.8733 | 870.6487 | 2002-03-19 | 0 | 932.2931 | 498.1784 | 342.0744 | 2002-03-19 | 4.7744 | 4526.3648 | 1311.1847 | 7394.0456 | 3905.0454
2002-03-20 | 4748.313 | 0.00022543 | 956.3246 | 2127.5801 | 707.6234 | 2002-03-20 | 18.7062 | 10478.845 | 111.8235 | 3842.4137 | 1984.6989 | 2002-03-20 | 0.14882 | 3107.3404 | 243.0367 | 925.8733 | 870.6487 | 2002-03-20 | 0 | 991.2312 | 498.1784 | 342.0744 | 2002-03-20 | 4.19 | 4831.4324 | 1311.1847 | 7394.0456 | 3905.0454
2002-03-21 | 3761.757 | 1.3093 | 956.3246 | 2127.5801 | 707.6234 | 2002-03-21 | 24.9115 | 7768.6839 | 111.8235 | 3842.4137 | 1984.6989 | 2002-03-21 | 0.068313 | 2667.2513 | 243.0367 | 780.9578 | 637.3708 | 2002-03-21 | 0 | 688.9131 | 498.1784 | 342.0744 | 2002-03-21 | 5.842 | 3721.6513 | 1311.1847 | 7249.13 | 3671.7675
2002-03-22 | 3547.6019 | 3.8095e-15 | 956.3246 | 2127.5801 | 707.6234 | 2002-03-22 | 31.0147 | 7285.8763 | 111.8235 | 3842.4137 | 1984.6989 | 2002-03-22 | 7.6976e-16 | 2568.5371 | 243.0367 | 780.9578 | 637.3708 | 2002-03-22 | 0 | 541.4382 | 498.1784 | 342.0744 | 2002-03-22 | 6.8921 | 3485.8634 | 1311.1847 | 7249.13 | 3671.7675
2002-03-23 | 4842.4051 | 0.0018614 | 743.808 | 1464.4172 | 449.9629 | 2002-03-23 | 0 | 4980.1203 | 75.5773 | 3065.0285 | 1593.2062 | 2002-03-23 | 8.8689e-17 | 3119.6479 | 164.2593 | 628.3101 | 449.1342 | 2002-03-23 | 0 | 886.9028 | 424.0484 | 287.4269 | 2002-03-23 | 0.00041364 | 3457.269 | 983.6445 | 5581.8042 | 2779.7303
2002-03-24 | 3278.5177 | 0.0011834 | 743.808 | 927.2297 | 159.5875 | 2002-03-24 | 0 | 3256.9148 | 75.5773 | 2952.6838 | 934.4853 | 2002-03-24 | 1.169e-16 | 2949.8894 | 164.2593 | 554.8963 | 255.8571 | 2002-03-24 | 0 | 262.5893 | 96.3951 | 243.5655 | 2002-03-24 | 0.00026297 | 2436.9778 | 983.6445 | 4531.2049 | 1593.4954
2002-03-25 | 6179.2132 | 0.0020227 | 956.3246 | 2127.5801 | 707.6234 | 2002-03-25 | 7.4237 | 14271.1027 | 111.8235 | 3842.4137 | 1984.6989 | 2002-03-25 | 0.0014537 | 3499.3707 | 243.0367 | 780.9578 | 637.3708 | 2002-03-25 | 0 | 1303.0575 | 498.1784 | 342.0744 | 2002-03-25 | 1.6505 | 6313.186 | 1311.1847 | 7249.13 | 3671.7675
2002-03-26 | 7743.2725 | 0.0082494 | 956.3246 | 2127.5801 | 707.6234 | 2002-03-26 | 1.404 | 18736.2039 | 111.8235 | 3842.4137 | 1984.6989 | 2002-03-26 | 0.0015908 | 4110.6565 | 243.0367 | 780.9578 | 637.3708 | 2002-03-26 | 0 | 1953.6514 | 498.1784 | 342.0744 | 2002-03-26 | 0.31419 | 8135.9461 | 1311.1847 | 7249.13 | 3671.7675
2002-03-27 | 6422.3329 | 0.0021269 | 956.3246 | 2127.5801 | 707.6234 | 2002-03-27 | 10.5579 | 14309.2041 | 111.8235 | 3842.4137 | 1984.6989 | 2002-03-27 | 0.00058281 | 3901.0794 | 243.0367 | 780.9578 | 637.3708 | 2002-03-27 | 0 | 1697.6476 | 498.1784 | 342.0744 | 2002-03-27 | 2.3468 | 6582.566 | 1311.1847 | 7249.13 | 3671.7675
2002-03-28 | 5707.734 | 0.0019782 | 956.3246 | 2127.5801 | 707.6234 | 2002-03-28 | 9.3736 | 14198.0881 | 111.8235 | 3842.4137 | 1984.6989 | 2002-03-28 | 0.00089007 | 3377.614 | 243.0367 | 780.9578 | 637.3708 | 2002-03-28 | 0 | 1234.5618 | 498.1784 | 342.0744 | 2002-03-28 | 2.0837 | 6129.4995 | 1311.1847 | 7249.13 | 3671.7675
2002-03-29 | 6054.2335 | 0.0024515 | 956.3246 | 2127.5801 | 707.6234 | 2002-03-29 | 7.9822 | 14705.6274 | 111.8235 | 3842.4137 | 1984.6989 | 2002-03-29 | 0.00090169 | 3654.2376 | 243.0367 | 780.9578 | 637.3708 | 2002-03-29 | 0 | 1451.5731 | 498.1784 | 342.0744 | 2002-03-29 | 1.7746 | 6466.4179 | 1311.1847 | 7249.13 | 3671.7675
2002-03-30 | 4927.6694 | 0.00034541 | 743.808 | 1464.4172 | 449.9629 | 2002-03-30 | 0 | 4864.6849 | 75.5773 | 3065.0285 | 1593.2062 | 2002-03-30 | 0 | 3395.9388 | 164.2593 | 628.3101 | 449.1342 | 2002-03-30 | 0 | 1190.275 | 424.0484 | 287.4269 | 2002-03-30 | 7.6758e-05 | 3594.642 | 983.6445 | 5581.8042 | 2779.7303
2002-03-31 | 3231.4707 | 9.9225e-05 | 743.808 | 927.2297 | 159.5875 | 2002-03-31 | 0 | 2304.95 | 75.5773 | 2952.6838 | 934.4853 | 2002-03-31 | 0 | 2947.2209 | 164.2593 | 554.8963 | 255.8571 | 2002-03-31 | 0 | 262.5893 | 96.3951 | 243.5655 | 2002-03-31 | 2.205e-05 | 2186.5577 | 983.6445 | 4531.2049 | 1593.4954
2002-04-01 | 5270.0451 | 3.683e-05 | 956.3246 | 2127.5801 | 707.6234 | 2002-04-01 | 14.0629 | 11890.9112 | 111.8235 | 3842.4137 | 1984.6989 | 2002-04-01 | 0.00081784 | 3191.1351 | 243.0367 | 780.9578 | 637.3708 | 2002-04-01 | 0 | 1083.3928 | 498.1784 | 342.0744 | 2002-04-01 | 3.1253 | 5358.8711 | 1311.1847 | 7249.13 | 3671.7675
2002-04-02 | 6245.2933 | 0.0065322 | 956.3246 | 2127.5801 | 707.6234 | 2002-04-02 | 6.9431 | 15424.0003 | 111.8235 | 3842.4137 | 1984.6989 | 2002-04-02 | 0.0021283 | 3513.6517 | 243.0367 | 780.9578 | 637.3708 | 2002-04-02 | 0 | 1383.2983 | 498.1784 | 342.0744 | 2002-04-02 | 1.5448 | 6641.5609 | 1311.1847 | 7249.13 | 3671.7675
2002-04-03 | 6004.6412 | 0.0034333 | 956.3246 | 2127.5801 | 707.6234 | 2002-04-03 | 8.7974 | 14189.6767 | 111.8235 | 3842.4137 | 1984.6989 | 2002-04-03 | 0.0012818 | 3528.643 | 243.0367 | 780.9578 | 637.3708 | 2002-04-03 | 0 | 1346.8262 | 498.1784 | 342.0744 | 2002-04-03 | 1.956 | 6267.4468 | 1311.1847 | 7249.13 | 3671.7675
2002-04-04 | 4138.8674 | 48.6742 | 956.3246 | 2127.5801 | 707.6234 | 2002-04-04 | 38.6857 | 8622.0308 | 111.8235 | 3842.4137 | 1984.6989 | 2002-04-04 | 1.5774 | 3103.2701 | 243.0367 | 925.8733 | 870.6487 | 2002-04-04 | 0 | 888.0562 | 498.1784 | 342.0744 | 2002-04-04 | 19.7638 | 4188.0561 | 1311.1847 | 7394.0456 | 3905.0454
2002-04-05 | 3128.9969 | 213.4279 | 956.3246 | 2127.5801 | 707.6234 | 2002-04-05 | 116.1009 | 5920.398 | 111.8235 | 3842.4137 | 1984.6989 | 2002-04-05 | 42.3735 | 2549.3319 | 243.0367 | 925.8733 | 870.6487 | 2002-04-05 | 0 | 514.7529 | 498.1784 | 342.0744 | 2002-04-05 | 82.6449 | 3028.3699 | 1311.1847 | 7394.0456 | 3905.0454
2002-04-06 | 2537.2593 | 0.36405 | 743.808 | 1464.4172 | 449.9629 | 2002-04-06 | 18.4837 | 711.1796 | 75.5773 | 3065.0285 | 1593.2062 | 2002-04-06 | 1.1526e-16 | 2449.8275 | 164.2593 | 628.3101 | 449.1342 | 2002-04-06 | 0 | 416.3349 | 424.0484 | 287.4269 | 2002-04-06 | 4.1884 | 1528.6503 | 983.6445 | 5581.8042 | 2779.7303
2002-04-07 | 2187.7497 | 5.3033 | 743.808 | 927.2297 | 159.5875 | 2002-04-07 | 1.8249 | 719.4702 | 75.5773 | 2952.6838 | 934.4853 | 2002-04-07 | 0 | 2357.0264 | 164.2593 | 554.8963 | 255.8571 | 2002-04-07 | 0 | 262.5893 | 96.3951 | 243.5655 | 2002-04-07 | 1.584 | 1381.7089 | 983.6445 | 4531.2049 | 1593.4954
2002-04-08 | 2995.1788 | 6.8035 | 956.3246 | 2127.5801 | 707.6234 | 2002-04-08 | 41.2733 | 5593.9726 | 111.8235 | 3842.4137 | 1984.6989 | 2002-04-08 | 0.47139 | 2446.9651 | 243.0367 | 925.8733 | 870.6487 | 2002-04-08 | 0 | 435.9715 | 498.1784 | 342.0744 | 2002-04-08 | 10.7885 | 2868.022 | 1311.1847 | 7394.0456 | 3905.0454
2002-04-09 | 3317.1952 | 1.7051e-14 | 956.3246 | 2127.5801 | 707.6234 | 2002-04-09 | 36.3892 | 7061.4361 | 111.8235 | 3842.4137 | 1984.6989 | 2002-04-09 | 3.2288e-15 | 2464.4285 | 243.0367 | 925.8733 | 870.6487 | 2002-04-09 | 0 | 432.6811 | 498.1784 | 342.0744 | 2002-04-09 | 8.0865 | 3318.9352 | 1311.1847 | 7394.0456 | 3905.0454
2002-04-10 | 3459.4231 | 116.5926 | 956.3246 | 2127.5801 | 707.6234 | 2002-04-10 | 73.4784 | 6959.9436 | 111.8235 | 3842.4137 | 1984.6989 | 2002-04-10 | 16.4655 | 2693.0851 | 243.0367 | 925.8733 | 870.6487 | 2002-04-10 | 0 | 611.5399 | 498.1784 | 342.0744 | 2002-04-10 | 45.897 | 3430.9979 | 1311.1847 | 7394.0456 | 3905.0454
2002-04-11 | 3211.6618 | 3.6655e-15 | 956.3246 | 2127.5801 | 707.6234 | 2002-04-11 | 34.6403 | 6848.2138 | 111.8235 | 3842.4137 | 1984.6989 | 2002-04-11 | 0.052277 | 2436.42 | 243.0367 | 925.8733 | 870.6487 | 2002-04-11 | 0 | 432.2587 | 498.1784 | 342.0744 | 2002-04-11 | 7.7095 | 3232.1386 | 1311.1847 | 7394.0456 | 3905.0454
2002-04-12 | 3433.3933 | 5.8443 | 956.3246 | 2127.5801 | 707.6234 | 2002-04-12 | 40.7769 | 7268.1672 | 111.8235 | 3842.4137 | 1984.6989 | 2002-04-12 | 0.38175 | 2539.3228 | 243.0367 | 925.8733 | 870.6487 | 2002-04-12 | 0 | 488.8761 | 498.1784 | 342.0744 | 2002-04-12 | 10.4451 | 3432.4398 | 1311.1847 | 7394.0456 | 3905.0454
2002-04-13 | 3121.3366 | 0.0003381 | 743.808 | 1464.4172 | 449.9629 | 2002-04-13 | 0 | 1593.5411 | 75.5773 | 3065.0285 | 1593.2062 | 2002-04-13 | 0 | 2662.5064 | 164.2593 | 628.3101 | 449.1342 | 2002-04-13 | 0 | 559.4244 | 424.0484 | 287.4269 | 2002-04-13 | 7.5132e-05 | 1984.2021 | 983.6445 | 5581.8042 | 2779.7303
2002-04-14 | 2391.9638 | 7.6258e-16 | 743.808 | 927.2297 | 159.5875 | 2002-04-14 | 0 | 690.4419 | 75.5773 | 2952.6838 | 934.4853 | 2002-04-14 | 2.0739e-16 | 2497.1794 | 164.2593 | 554.8963 | 255.8571 | 2002-04-14 | 0 | 262.5893 | 96.3951 | 243.5655 | 2002-04-14 | 2.1555e-16 | 1460.5436 | 983.6445 | 4531.2049 | 1593.4954
2002-04-15 | 3504.4452 | 4.4355e-15 | 956.3246 | 2127.5801 | 707.6234 | 2002-04-15 | 30.3698 | 7181.11 | 111.8235 | 3842.4137 | 1984.6989 | 2002-04-15 | 9.8347e-17 | 2490.8835 | 243.0367 | 925.8733 | 870.6487 | 2002-04-15 | 0 | 466.4325 | 498.1784 | 342.0744 | 2002-04-15 | 6.7489 | 3410.7178 | 1311.1847 | 7394.0456 | 3905.0454
2002-04-16 | 3816.642 | 1.2979e-14 | 956.3246 | 2127.5801 | 707.6234 | 2002-04-16 | 25.5305 | 8520.4826 | 111.8235 | 3842.4137 | 1984.6989 | 2002-04-16 | 3.3345e-15 | 2596.7451 | 243.0367 | 925.8733 | 870.6487 | 2002-04-16 | 0 | 523.2099 | 498.1784 | 342.0744 | 2002-04-16 | 5.6735 | 3864.2699 | 1311.1847 | 7394.0456 | 3905.0454
2002-04-17 | 3703.4181 | 5.8999e-15 | 956.3246 | 2127.5801 | 707.6234 | 2002-04-17 | 31.3033 | 8063.8643 | 111.8235 | 3842.4137 | 1984.6989 | 2002-04-17 | 3.2124e-15 | 2641.7784 | 243.0367 | 925.8733 | 870.6487 | 2002-04-17 | 0 | 540.0378 | 498.1784 | 342.0744 | 2002-04-17 | 6.9563 | 3737.2746 | 1311.1847 | 7394.0456 | 3905.0454
2002-04-18 | 3647.7047 | 9.2535e-15 | 956.3246 | 2127.5801 | 707.6234 | 2002-04-18 | 31.8596 | 7943.1388 | 111.8235 | 3842.4137 | 1984.6989 | 2002-04-18 | 2.2174e-15 | 2593.8877 | 243.0367 | 925.8733 | 870.6487 | 2002-04-18 | 0 | 514.8519 | 498.1784 | 342.0744 | 2002-04-18 | 7.0799 | 3674.8958 | 1311.1847 | 7394.0456 | 3905.0454
2002-04-19 | 3104.339 | 58.9183 | 956.3246 | 2127.5801 | 707.6234 | 2002-04-19 | 65.3504 | 5823.6022 | 111.8235 | 3842.4137 | 1984.6989 | 2002-04-19 | 5.425 | 2554.6184 | 243.0367 | 925.8733 | 870.6487 | 2002-04-19 | 0 | 505.7862 | 498.1784 | 342.0744 | 2002-04-19 | 28.8208 | 2997.0865 | 1311.1847 | 7394.0456 | 3905.0454
2002-04-20 | 2420.1753 | 132.72 | 743.808 | 1464.4172 | 449.9629 | 2002-04-20 | 299.3557 | 480.0685 | 75.5773 | 3065.0285 | 1593.2062 | 2002-04-20 | 9.3175 | 2430.5839 | 164.2593 | 628.3101 | 449.1342 | 2002-04-20 | 0 | 407.3509 | 424.0484 | 287.4269 | 2002-04-20 | 98.0874 | 1434.5446 | 983.6445 | 5581.8042 | 2779.7303
2002-04-21 | 2098.0986 | 127.2642 | 743.808 | 927.2297 | 159.5875 | 2002-04-21 | 390.2151 | 253.8304 | 75.5773 | 2952.6838 | 934.4853 | 2002-04-21 | 9.6422 | 2302.097 | 164.2593 | 554.8963 | 255.8571 | 2002-04-21 | 0 | 262.5893 | 96.3951 | 243.5655 | 2002-04-21 | 117.1381 | 1229.1538 | 983.6445 | 4531.2049 | 1593.4954
2002-04-22 | 2794.3914 | 22.872 | 956.3246 | 2127.5801 | 707.6234 | 2002-04-22 | 140.0173 | 4804.6052 | 111.8235 | 3842.4137 | 1984.6989 | 2002-04-22 | 4.1361 | 2386.9464 | 243.0367 | 925.8733 | 870.6487 | 2002-04-22 | 0 | 429.7699 | 498.1784 | 342.0744 | 2002-04-22 | 37.1168 | 2603.9282 | 1311.1847 | 7394.0456 | 3905.0454
2002-04-23 | 2808.2592 | 374.59 | 956.3246 | 2127.5801 | 707.6234 | 2002-04-23 | 751.6987 | 5009.0334 | 111.8235 | 3842.4137 | 1984.6989 | 2002-04-23 | 185.1584 | 2391.7136 | 243.0367 | 925.8733 | 870.6487 | 2002-04-23 | 0 | 429.7699 | 498.1784 | 342.0744 | 2002-04-23 | 291.4327 | 2659.694 | 1311.1847 | 7394.0456 | 3905.0454
2002-04-24 | 2897.3265 | 1.0492e-14 | 956.3246 | 2127.5801 | 707.6234 | 2002-04-24 | 94.9225 | 5664.2959 | 111.8235 | 3842.4137 | 1984.6989 | 2002-04-24 | 3.7592e-15 | 2386.5364 | 243.0367 | 925.8733 | 870.6487 | 2002-04-24 | 0 | 429.7699 | 498.1784 | 342.0744 | 2002-04-24 | 21.0939 | 2844.4822 | 1311.1847 | 7394.0456 | 3905.0454
2002-04-25 | 2948.4185 | 0.15731 | 956.3246 | 2127.5801 | 707.6234 | 2002-04-25 | 42.6035 | 5788.0725 | 111.8235 | 3842.4137 | 1984.6989 | 2002-04-25 | 0.38732 | 2416.8407 | 243.0367 | 925.8733 | 870.6487 | 2002-04-25 | 0 | 429.7699 | 498.1784 | 342.0744 | 2002-04-25 | 9.5885 | 2895.7754 | 1311.1847 | 7394.0456 | 3905.0454
2002-04-26 | 2949.5401 | 142.9515 | 956.3246 | 2127.5801 | 707.6234 | 2002-04-26 | 70.7848 | 5554.3306 | 111.8235 | 3842.4137 | 1984.6989 | 2002-04-26 | 20.3583 | 2470.2452 | 243.0367 | 925.8733 | 870.6487 | 2002-04-26 | 0 | 441.0576 | 498.1784 | 342.0744 | 2002-04-26 | 52.021 | 2853.7934 | 1311.1847 | 7394.0456 | 3905.0454
2002-04-27 | 3137.5844 | 5.2071e-15 | 743.808 | 1464.4172 | 449.9629 | 2002-04-27 | 56.6633 | 1891.2683 | 75.5773 | 3065.0285 | 1593.2062 | 2002-04-27 | 0 | 2446.8038 | 164.2593 | 628.3101 | 449.1342 | 2002-04-27 | 0 | 395.0407 | 424.0484 | 287.4269 | 2002-04-27 | 12.5918 | 1967.6743 | 983.6445 | 5581.8042 | 2779.7303
2002-04-28 | 2473.2051 | 3.8567e-15 | 743.808 | 927.2297 | 159.5875 | 2002-04-28 | 0 | 958.1476 | 75.5773 | 2952.6838 | 934.4853 | 2002-04-28 | 0 | 2569.4404 | 164.2593 | 554.8963 | 255.8571 | 2002-04-28 | 0 | 262.5893 | 96.3951 | 243.5655 | 2002-04-28 | 8.5705e-16 | 1565.8456 | 983.6445 | 4531.2049 | 1593.4954
2002-04-29 | 3319.8912 | 69.2788 | 956.3246 | 2127.5801 | 707.6234 | 2002-04-29 | 56.9862 | 6124.0385 | 111.8235 | 3842.4137 | 1984.6989 | 2002-04-29 | 3.8088 | 2627.514 | 243.0367 | 925.8733 | 870.6487 | 2002-04-29 | 0 | 527.0983 | 498.1784 | 342.0744 | 2002-04-29 | 28.9053 | 3149.6355 | 1311.1847 | 7394.0456 | 3905.0454
2002-04-30 | 3000.3581 | 179.4565 | 956.3246 | 2127.5801 | 707.6234 | 2002-04-30 | 81.9358 | 5585.5867 | 111.8235 | 3842.4137 | 1984.6989 | 2002-04-30 | 12.0853 | 2483.309 | 243.0367 | 925.8733 | 870.6487 | 2002-04-30 | 0 | 459.1911 | 498.1784 | 342.0744 | 2002-04-30 | 60.7728 | 2882.1112 | 1311.1847 | 7394.0456 | 3905.0454
2002-05-01 | 2818.6106 | 448.4453 | 956.3246 | 2127.5801 | 707.6234 | 2002-05-01 | 867.4969 | 5046.6598 | 111.8235 | 3842.4137 | 1984.6989 | 2002-05-01 | 254.0036 | 2398.4466 | 243.0367 | 925.8733 | 870.6487 | 2002-05-01 | 0 | 429.7699 | 498.1784 | 342.0744 | 2002-05-01 | 348.8768 | 2673.3717 | 1311.1847 | 7394.0456 | 3905.0454
2002-05-02 | 2793.807 | 0.64451 | 956.3246 | 2127.5801 | 707.6234 | 2002-05-02 | 157.0206 | 4792.8019 | 111.8235 | 3842.4137 | 1984.6989 | 2002-05-02 | 0.85397 | 2385.2226 | 243.0367 | 925.8733 | 870.6487 | 2002-05-02 | 0 | 429.7699 | 498.1784 | 342.0744 | 2002-05-02 | 35.2265 | 2600.4003 | 1311.1847 | 7394.0456 | 3905.0454
2002-05-03 | 2915.3514 | 43.4598 | 956.3246 | 2127.5801 | 707.6234 | 2002-05-03 | 57.6251 | 5676.3562 | 111.8235 | 3842.4137 | 1984.6989 | 2002-05-03 | 1.0611 | 2414.4877 | 243.0367 | 925.8733 | 870.6487 | 2002-05-03 | 0 | 429.7699 | 498.1784 | 342.0744 | 2002-05-03 | 22.6991 | 2858.9913 | 1311.1847 | 7394.0456 | 3905.0454
2002-05-04 | 2625.9302 | 5.6693e-15 | 743.808 | 1464.4172 | 449.9629 | 2002-05-04 | 0.70869 | 954.8345 | 75.5773 | 3065.0285 | 1593.2062 | 2002-05-04 | 0 | 2449.235 | 164.2593 | 628.3101 | 449.1342 | 2002-05-04 | 0 | 401.2486 | 424.0484 | 287.4269 | 2002-05-04 | 0.15749 | 1607.8121 | 983.6445 | 5581.8042 | 2779.7303
2002-05-05 | 2312.3397 | 167.1963 | 743.808 | 927.2297 | 159.5875 | 2002-05-05 | 300.9404 | 596.7835 | 75.5773 | 2952.6838 | 934.4853 | 2002-05-05 | 53.8672 | 2473.097 | 164.2593 | 554.8963 | 255.8571 | 2002-05-05 | 0 | 262.5893 | 96.3951 | 243.5655 | 2002-05-05 | 116.0009 | 1411.2024 | 983.6445 | 4531.2049 | 1593.4954
2002-05-06 | 2844.1664 | 890.9391 | 956.3246 | 2127.5801 | 707.6234 | 2002-05-06 | 1560.2906 | 5053.9214 | 111.8235 | 3842.4137 | 1984.6989 | 2002-05-06 | 572.0914 | 2430.5377 | 243.0367 | 925.8733 | 870.6487 | 2002-05-06 | 0 | 432.3439 | 498.1784 | 342.0744 | 2002-05-06 | 671.8491 | 2690.2424 | 1311.1847 | 7394.0456 | 3905.0454
2002-05-07 | 2791.7249 | 1889.4122 | 956.3246 | 2127.5801 | 707.6234 | 2002-05-07 | 3589.0755 | 4817.3264 | 111.8235 | 3842.4137 | 1984.6989 | 2002-05-07 | 1119.4561 | 2386.5897 | 243.0367 | 925.8733 | 870.6487 | 2002-05-07 | 2.4289 | 429.7699 | 498.1784 | 342.0744 | 2002-05-07 | 1466.7495 | 2606.3527 | 1311.1847 | 7394.0456 | 3905.0454
2002-05-08 | 2791.2227 | 2864.1952 | 956.3246 | 2127.5801 | 707.6234 | 2002-05-08 | 5117.2373 | 4787.541 | 111.8235 | 3842.4137 | 1984.6989 | 2002-05-08 | 1697.6794 | 2385.2226 | 243.0367 | 925.8733 | 870.6487 | 2002-05-08 | 21.5892 | 429.7699 | 498.1784 | 342.0744 | 2002-05-08 | 2155.7113 | 2598.439 | 1311.1847 | 7394.0456 | 3905.0454
2002-05-09 | 2791.2227 | 3634.3355 | 956.3246 | 2127.5801 | 707.6234 | 2002-05-09 | 6267.2039 | 4771.6451 | 111.8235 | 3842.4137 | 1984.6989 | 2002-05-09 | 2157.6612 | 2385.2226 | 243.0367 | 925.8733 | 870.6487 | 2002-05-09 | 79.4519 | 429.7699 | 498.1784 | 342.0744 | 2002-05-09 | 2697.4783 | 2594.4651 | 1311.1847 | 7394.0456 | 3905.0454
2002-05-10 | 2791.2283 | 169.7286 | 956.3246 | 2127.5801 | 707.6234 | 2002-05-10 | 293.3846 | 4794.899 | 111.8235 | 3842.4137 | 1984.6989 | 2002-05-10 | 22.3931 | 2385.2226 | 243.0367 | 925.8733 | 870.6487 | 2002-05-10 | 0 | 429.7699 | 498.1784 | 342.0744 | 2002-05-10 | 107.8903 | 2600.28 | 1311.1847 | 7394.0456 | 3905.0454
2002-05-11 | 3012.2428 | 5.1035e-15 | 743.808 | 1464.4172 | 449.9629 | 2002-05-11 | 35.3396 | 1941.6283 | 75.5773 | 3065.0285 | 1593.2062 | 2002-05-11 | 2.0122e-16 | 2422.0224 | 164.2593 | 628.3101 | 449.1342 | 2002-05-11 | 0 | 394.7779 | 424.0484 | 287.4269 | 2002-05-11 | 7.8532 | 1942.6678 | 983.6445 | 5581.8042 | 2779.7303
2002-05-12 | 2245.6535 | 0 | 743.808 | 927.2297 | 159.5875 | 2002-05-12 | 0 | 590.6356 | 75.5773 | 2952.6838 | 934.4853 | 2002-05-12 | 2.3392e-16 | 2450.435 | 164.2593 | 554.8963 | 255.8571 | 2002-05-12 | 0 | 262.5893 | 96.3951 | 243.5655 | 2002-05-12 | 5.1982e-17 | 1387.3283 | 983.6445 | 4531.2049 | 1593.4954
2002-05-13 | 2828.5067 | 399.3934 | 956.3246 | 2127.5801 | 707.6234 | 2002-05-13 | 332.0809 | 4922.9391 | 111.8235 | 3842.4137 | 1984.6989 | 2002-05-13 | 83.8884 | 2412.1977 | 243.0367 | 925.8733 | 870.6487 | 2002-05-13 | 0 | 429.7699 | 498.1784 | 342.0744 | 2002-05-13 | 181.1917 | 2648.3534 | 1311.1847 | 7394.0456 | 3905.0454
2002-05-14 | 2791.3013 | 73.4372 | 956.3246 | 2127.5801 | 707.6234 | 2002-05-14 | 189.3529 | 4780.2867 | 111.8235 | 3842.4137 | 1984.6989 | 2002-05-14 | 2.3116 | 2385.2226 | 243.0367 | 925.8733 | 870.6487 | 2002-05-14 | 0 | 429.7699 | 498.1784 | 342.0744 | 2002-05-14 | 58.9115 | 2596.6451 | 1311.1847 | 7394.0456 | 3905.0454
2002-05-15 | 2836.3303 | 193.1037 | 956.3246 | 2127.5801 | 707.6234 | 2002-05-15 | 217.041 | 5253.2187 | 111.8235 | 3842.4137 | 1984.6989 | 2002-05-15 | 40.4211 | 2401.9069 | 243.0367 | 925.8733 | 870.6487 | 2002-05-15 | 0 | 429.7699 | 498.1784 | 342.0744 | 2002-05-15 | 100.1257 | 2730.3065 | 1311.1847 | 7394.0456 | 3905.0454
2002-05-16 | 2809.1546 | 870.58 | 956.3246 | 2127.5801 | 707.6234 | 2002-05-16 | 1576.3611 | 5065.9537 | 111.8235 | 3842.4137 | 1984.6989 | 2002-05-16 | 558.6199 | 2410.7012 | 243.0367 | 925.8733 | 870.6487 | 2002-05-16 | 0 | 431.5091 | 498.1784 | 342.0744 | 2002-05-16 | 667.9024 | 2679.3296 | 1311.1847 | 7394.0456 | 3905.0454
2002-05-17 | 2791.2227 | 1424.1047 | 956.3246 | 2127.5801 | 707.6234 | 2002-05-17 | 2893.7065 | 4780.0971 | 111.8235 | 3842.4137 | 1984.6989 | 2002-05-17 | 918.3851 | 2385.2226 | 243.0367 | 925.8733 | 870.6487 | 2002-05-17 | 1.6641 | 429.7699 | 498.1784 | 342.0744 | 2002-05-17 | 1163.969 | 2596.5781 | 1311.1847 | 7394.0456 | 3905.0454
2002-05-18 | 2390.0722 | 463.2267 | 743.808 | 1464.4172 | 449.9629 | 2002-05-18 | 2002.177 | 250.4111 | 75.5773 | 3065.0285 | 1593.2062 | 2002-05-18 | 255.6872 | 2397.3146 | 164.2593 | 628.3101 | 449.1342 | 2002-05-18 | 0.29774 | 394.7779 | 424.0484 | 287.4269 | 2002-05-18 | 604.753 | 1358.1439 | 983.6445 | 5581.8042 | 2779.7303
2002-05-19 | 2097.571 | 50.6401 | 743.808 | 927.2297 | 159.5875 | 2002-05-19 | 267.7582 | 229.7884 | 75.5773 | 2952.6838 | 934.4853 | 2002-05-19 | 0 | 2300.4053 | 164.2593 | 554.8963 | 255.8571 | 2002-05-19 | 0 | 262.5893 | 96.3951 | 243.5655 | 2002-05-19 | 70.7552 | 1222.5885 | 983.6445 | 4531.2049 | 1593.4954
2002-05-20 | 2791.2227 | 321.7369 | 956.3246 | 2127.5801 | 707.6234 | 2002-05-20 | 661.4509 | 4771.6451 | 111.8235 | 3842.4137 | 1984.6989 | 2002-05-20 | 114.6155 | 2385.2226 | 243.0367 | 925.8733 | 870.6487 | 2002-05-20 | 0 | 429.7699 | 498.1784 | 342.0744 | 2002-05-20 | 243.9563 | 2594.4651 | 1311.1847 | 7394.0456 | 3905.0454
2002-05-21 | 2791.2227 | 125.3696 | 956.3246 | 2127.5801 | 707.6234 | 2002-05-21 | 161.7326 | 4778.0017 | 111.8235 | 3842.4137 | 1984.6989 | 2002-05-21 | 17.491 | 2385.2226 | 243.0367 | 925.8733 | 870.6487 | 2002-05-21 | 0 | 429.7699 | 498.1784 | 342.0744 | 2002-05-21 | 67.6874 | 2596.0542 | 1311.1847 | 7394.0456 | 3905.0454
2002-05-22 | 2800.604 | 491.9256 | 956.3246 | 2127.5801 | 707.6234 | 2002-05-22 | 1110.2634 | 4952.9641 | 111.8235 | 3842.4137 | 1984.6989 | 2002-05-22 | 299.1979 | 2395.1511 | 243.0367 | 925.8733 | 870.6487 | 2002-05-22 | 0 | 429.7699 | 498.1784 | 342.0744 | 2002-05-22 | 422.5304 | 2644.6223 | 1311.1847 | 7394.0456 | 3905.0454
2002-05-23 | 2791.2227 | 1737.6436 | 956.3246 | 2127.5801 | 707.6234 | 2002-05-23 | 3315.0754 | 4793.4782 | 111.8235 | 3842.4137 | 1984.6989 | 2002-05-23 | 1038.0997 | 2385.2226 | 243.0367 | 925.8733 | 870.6487 | 2002-05-23 | 1.7993 | 429.7699 | 498.1784 | 342.0744 | 2002-05-23 | 1353.9151 | 2599.9234 | 1311.1847 | 7394.0456 | 3905.0454
2002-05-24 | 2791.2227 | 515.0832 | 956.3246 | 2127.5801 | 707.6234 | 2002-05-24 | 1160.0478 | 4771.6451 | 111.8235 | 3842.4137 | 1984.6989 | 2002-05-24 | 195.6476 | 2385.2226 | 243.0367 | 925.8733 | 870.6487 | 2002-05-24 | 0 | 429.7699 | 498.1784 | 342.0744 | 2002-05-24 | 415.7286 | 2594.4651 | 1311.1847 | 7394.0456 | 3905.0454
2002-05-25 | 2390.0722 | 1817.0518 | 743.808 | 1464.4172 | 449.9629 | 2002-05-25 | 3915.1335 | 248.8514 | 75.5773 | 3065.0285 | 1593.2062 | 2002-05-25 | 953.2897 | 2397.3146 | 164.2593 | 628.3101 | 449.1342 | 2002-05-25 | 1.7136 | 394.7779 | 424.0484 | 287.4269 | 2002-05-25 | 1486.0419 | 1357.754 | 983.6445 | 5581.8042 | 2779.7303
2002-05-26 | 2097.571 | 1794.3306 | 743.808 | 927.2297 | 159.5875 | 2002-05-26 | 3609.8443 | 229.7884 | 75.5773 | 2952.6838 | 934.4853 | 2002-05-26 | 1169.299 | 2300.4053 | 164.2593 | 554.8963 | 255.8571 | 2002-05-26 | 907.7354 | 262.5893 | 96.3951 | 243.5655 | 2002-05-26 | 1662.491 | 1222.5885 | 983.6445 | 4531.2049 | 1593.4954
2002-05-27 | 2791.2227 | 917.5172 | 956.3246 | 2127.5801 | 707.6234 | 2002-05-27 | 3111.614 | 4771.6451 | 111.8235 | 3842.4137 | 1984.6989 | 2002-05-27 | 591.6446 | 2385.2226 | 243.0367 | 925.8733 | 870.6487 | 2002-05-27 | 1.2684 | 429.7699 | 498.1784 | 342.0744 | 2002-05-27 | 1027.1209 | 2594.4651 | 1311.1847 | 7394.0456 | 3905.0454
2002-05-28 | 2791.2227 | 1531.6004 | 956.3246 | 2127.5801 | 707.6234 | 2002-05-28 | 4209.1702 | 4771.6451 | 111.8235 | 3842.4137 | 1984.6989 | 2002-05-28 | 845.6832 | 2385.2226 | 243.0367 | 925.8733 | 870.6487 | 2002-05-28 | 1.4359 | 429.7699 | 498.1784 | 342.0744 | 2002-05-28 | 1463.9755 | 2594.4651 | 1311.1847 | 7394.0456 | 3905.0454
2002-05-29 | 2791.2227 | 1959.1223 | 956.3246 | 2127.5801 | 707.6234 | 2002-05-29 | 3870.7016 | 4771.6451 | 111.8235 | 3842.4137 | 1984.6989 | 2002-05-29 | 1255.4618 | 2385.2226 | 243.0367 | 925.8733 | 870.6487 | 2002-05-29 | 5.1955 | 429.7699 | 498.1784 | 342.0744 | 2002-05-29 | 1575.6625 | 2594.4651 | 1311.1847 | 7394.0456 | 3905.0454
2002-05-30 | 2791.2227 | 1670.1178 | 956.3246 | 2127.5801 | 707.6234 | 2002-05-30 | 4754.1956 | 4771.6451 | 111.8235 | 3842.4137 | 1984.6989 | 2002-05-30 | 735.821 | 2338.2615 | 243.0367 | 780.9578 | 637.3708 | 2002-05-30 | 1.1189 | 429.7699 | 498.1784 | 342.0744 | 2002-05-30 | 1591.3896 | 2582.7248 | 1311.1847 | 7249.13 | 3671.7675
2002-05-31 | 2791.2227 | 1570.7429 | 956.3246 | 2127.5801 | 707.6234 | 2002-05-31 | 4389.8749 | 4771.6451 | 111.8235 | 3842.4137 | 1984.6989 | 2002-05-31 | 711.4666 | 2338.2615 | 243.0367 | 780.9578 | 637.3708 | 2002-05-31 | 0.26191 | 429.7699 | 498.1784 | 342.0744 | 2002-05-31 | 1482.7436 | 2582.7248 | 1311.1847 | 7249.13 | 3671.7675
2002-06-01 | 2390.0722 | 1858.3328 | 743.808 | 1464.4172 | 449.9629 | 2002-06-01 | 4067.2773 | 248.8514 | 75.5773 | 3065.0285 | 1593.2062 | 2002-06-01 | 883.0912 | 2397.3146 | 164.2593 | 628.3101 | 449.1342 | 2002-06-01 | 2.8333 | 394.7779 | 424.0484 | 287.4269 | 2002-06-01 | 1513.6744 | 1357.754 | 983.6445 | 5581.8042 | 2779.7303
2002-06-02 | 2097.571 | 1507.8175 | 743.808 | 927.2297 | 159.5875 | 2002-06-02 | 3100.5812 | 229.7884 | 75.5773 | 2952.6838 | 934.4853 | 2002-06-02 | 987.9344 | 2300.4053 | 164.2593 | 554.8963 | 255.8571 | 2002-06-02 | 849.1302 | 262.5893 | 96.3951 | 243.5655 | 2002-06-02 | 1432.3251 | 1222.5885 | 983.6445 | 4531.2049 | 1593.4954
2002-06-03 | 2791.2227 | 3793.3087 | 956.3246 | 2127.5801 | 707.6234 | 2002-06-03 | 7207.032 | 4771.6451 | 111.8235 | 3842.4137 | 1984.6989 | 2002-06-03 | 1624.8057 | 2338.2615 | 243.0367 | 780.9578 | 637.3708 | 2002-06-03 | 93.6482 | 429.7699 | 498.1784 | 342.0744 | 2002-06-03 | 2826.3988 | 2582.7248 | 1311.1847 | 7249.13 | 3671.7675
2002-06-04 | 2791.2227 | 5312.4959 | 956.3246 | 2127.5801 | 707.6234 | 2002-06-04 | 9408.0102 | 4771.6451 | 111.8235 | 3842.4137 | 1984.6989 | 2002-06-04 | 2497.0347 | 2338.2615 | 243.0367 | 780.9578 | 637.3708 | 2002-06-04 | 325.0151 | 429.7699 | 498.1784 | 342.0744 | 2002-06-04 | 3898.3458 | 2582.7248 | 1311.1847 | 7249.13 | 3671.7675
2002-06-05 | 2791.2227 | 5390.118 | 956.3246 | 2127.5801 | 707.6234 | 2002-06-05 | 10018.4755 | 4771.6451 | 111.8235 | 3842.4137 | 1984.6989 | 2002-06-05 | 2541.8272 | 2338.2615 | 243.0367 | 780.9578 | 637.3708 | 2002-06-05 | 253.4302 | 429.7699 | 498.1784 | 342.0744 | 2002-06-05 | 4045.3002 | 2582.7248 | 1311.1847 | 7249.13 | 3671.7675
2002-06-06 | 2791.2227 | 3499.5065 | 956.3246 | 2127.5801 | 707.6234 | 2002-06-06 | 6898.3542 | 4771.6451 | 111.8235 | 3842.4137 | 1984.6989 | 2002-06-06 | 2246.5361 | 2385.2226 | 243.0367 | 925.8733 | 870.6487 | 2002-06-06 | 68.4653 | 429.7699 | 498.1784 | 342.0744 | 2002-06-06 | 2825.0805 | 2594.4651 | 1311.1847 | 7394.0456 | 3905.0454
2002-06-07 | 2791.2227 | 680.6831 | 956.3246 | 2127.5801 | 707.6234 | 2002-06-07 | 917.6202 | 4771.6451 | 111.8235 | 3842.4137 | 1984.6989 | 2002-06-07 | 145.2193 | 2385.2226 | 243.0367 | 925.8733 | 870.6487 | 2002-06-07 | 0 | 429.7699 | 498.1784 | 342.0744 | 2002-06-07 | 387.4495 | 2594.4651 | 1311.1847 | 7394.0456 | 3905.0454
2002-06-08 | 2390.0722 | 55.2028 | 743.808 | 1464.4172 | 449.9629 | 2002-06-08 | 430.3581 | 248.8514 | 75.5773 | 3065.0285 | 1593.2062 | 2002-06-08 | 0 | 2397.3146 | 164.2593 | 628.3101 | 449.1342 | 2002-06-08 | 0 | 394.7779 | 424.0484 | 287.4269 | 2002-06-08 | 107.9024 | 1357.754 | 983.6445 | 5581.8042 | 2779.7303
2002-06-09 | 2097.571 | 0 | 743.808 | 927.2297 | 159.5875 | 2002-06-09 | 164.2424 | 229.7884 | 75.5773 | 2952.6838 | 934.4853 | 2002-06-09 | 1.3296e-15 | 2300.4053 | 164.2593 | 554.8963 | 255.8571 | 2002-06-09 | 0 | 262.5893 | 96.3951 | 243.5655 | 2002-06-09 | 36.4983 | 1222.5885 | 983.6445 | 4531.2049 | 1593.4954
2002-06-10 | 2798.1433 | 403.4719 | 956.3246 | 2127.5801 | 707.6234 | 2002-06-10 | 786.6424 | 4804.2067 | 111.8235 | 3842.4137 | 1984.6989 | 2002-06-10 | 112.9166 | 2393.4024 | 243.0367 | 925.8733 | 870.6487 | 2002-06-10 | 0 | 429.7699 | 498.1784 | 342.0744 | 2002-06-10 | 289.5624 | 2606.3806 | 1311.1847 | 7394.0456 | 3905.0454
2002-06-11 | 2791.2227 | 445.5787 | 956.3246 | 2127.5801 | 707.6234 | 2002-06-11 | 564.5336 | 4771.6451 | 111.8235 | 3842.4137 | 1984.6989 | 2002-06-11 | 85.2668 | 2385.2226 | 243.0367 | 925.8733 | 870.6487 | 2002-06-11 | 0 | 429.7699 | 498.1784 | 342.0744 | 2002-06-11 | 243.4176 | 2594.4651 | 1311.1847 | 7394.0456 | 3905.0454
2002-06-12 | 2791.2227 | 1189.0642 | 956.3246 | 2127.5801 | 707.6234 | 2002-06-12 | 1708.5322 | 4771.6451 | 111.8235 | 3842.4137 | 1984.6989 | 2002-06-12 | 369.4828 | 2385.2226 | 243.0367 | 925.8733 | 870.6487 | 2002-06-12 | 0 | 429.7699 | 498.1784 | 342.0744 | 2002-06-12 | 726.0176 | 2594.4651 | 1311.1847 | 7394.0456 | 3905.0454
2002-06-13 | 2791.2227 | 1766.0459 | 956.3246 | 2127.5801 | 707.6234 | 2002-06-13 | 4196.7353 | 4771.6451 | 111.8235 | 3842.4137 | 1984.6989 | 2002-06-13 | 1069.0397 | 2385.2226 | 243.0367 | 925.8733 | 870.6487 | 2002-06-13 | 1.8389 | 429.7699 | 498.1784 | 342.0744 | 2002-06-13 | 1563.0355 | 2594.4651 | 1311.1847 | 7394.0456 | 3905.0454
2002-06-14 | 2791.2227 | 2648.3755 | 956.3246 | 2127.5801 | 707.6234 | 2002-06-14 | 5396.6376 | 4771.6451 | 111.8235 | 3842.4137 | 1984.6989 | 2002-06-14 | 1707.4154 | 2385.2226 | 243.0367 | 925.8733 | 870.6487 | 2002-06-14 | 13.6701 | 429.7699 | 498.1784 | 342.0744 | 2002-06-14 | 2170.2441 | 2594.4651 | 1311.1847 | 7394.0456 | 3905.0454
2002-06-15 | 2390.0722 | 1796.2427 | 743.808 | 1464.4172 | 449.9629 | 2002-06-15 | 4239.9026 | 248.8514 | 75.5773 | 3065.0285 | 1593.2062 | 2002-06-15 | 911.7235 | 2397.3146 | 164.2593 | 628.3101 | 449.1342 | 2002-06-15 | 3.7281 | 394.7779 | 424.0484 | 287.4269 | 2002-06-15 | 1544.7993 | 1357.754 | 983.6445 | 5581.8042 | 2779.7303
2002-06-16 | 2097.571 | 298.4782 | 743.808 | 927.2297 | 159.5875 | 2002-06-16 | 1370.6108 | 229.7884 | 75.5773 | 2952.6838 | 934.4853 | 2002-06-16 | 68.6863 | 2300.4053 | 164.2593 | 554.8963 | 255.8571 | 2002-06-16 | 0 | 262.5893 | 96.3951 | 243.5655 | 2002-06-16 | 386.1723 | 1222.5885 | 983.6445 | 4531.2049 | 1593.4954
2002-06-17 | 2791.2227 | 495.0612 | 956.3246 | 2127.5801 | 707.6234 | 2002-06-17 | 920.5188 | 4771.6451 | 111.8235 | 3842.4137 | 1984.6989 | 2002-06-17 | 117.7219 | 2385.2226 | 243.0367 | 925.8733 | 870.6487 | 2002-06-17 | 0 | 429.7699 | 498.1784 | 342.0744 | 2002-06-17 | 340.7338 | 2594.4651 | 1311.1847 | 7394.0456 | 3905.0454
2002-06-18 | 2791.2227 | 2851.9014 | 956.3246 | 2127.5801 | 707.6234 | 2002-06-18 | 5675.2726 | 4771.6451 | 111.8235 | 3842.4137 | 1984.6989 | 2002-06-18 | 1839.1782 | 2385.2226 | 243.0367 | 925.8733 | 870.6487 | 2002-06-18 | 17.9322 | 429.7699 | 498.1784 | 342.0744 | 2002-06-18 | 2307.6188 | 2594.4651 | 1311.1847 | 7394.0456 | 3905.0454
2002-06-19 | 2791.2227 | 4145.7891 | 956.3246 | 2127.5801 | 707.6234 | 2002-06-19 | 8008.4659 | 4771.6451 | 111.8235 | 3842.4137 | 1984.6989 | 2002-06-19 | 2729.106 | 2385.2226 | 243.0367 | 925.8733 | 870.6487 | 2002-06-19 | 77.7055 | 429.7699 | 498.1784 | 342.0744 | 2002-06-19 | 3324.6814 | 2594.4651 | 1311.1847 | 7394.0456 | 3905.0454
2002-06-20 | 2791.2227 | 1771.034 | 956.3246 | 2127.5801 | 707.6234 | 2002-06-20 | 5001.9449 | 4771.6451 | 111.8235 | 3842.4137 | 1984.6989 | 2002-06-20 | 1219.1993 | 2385.2226 | 243.0367 | 925.8733 | 870.6487 | 2002-06-20 | 5.2616 | 429.7699 | 498.1784 | 342.0744 | 2002-06-20 | 1777.2088 | 2594.4651 | 1311.1847 | 7394.0456 | 3905.0454
2002-06-21 | 2791.2227 | 706.64 | 956.3246 | 2127.5801 | 707.6234 | 2002-06-21 | 1040.9192 | 4771.6451 | 111.8235 | 3842.4137 | 1984.6989 | 2002-06-21 | 173.9985 | 2385.2226 | 243.0367 | 925.8733 | 870.6487 | 2002-06-21 | 0 | 429.7699 | 498.1784 | 342.0744 | 2002-06-21 | 427.0128 | 2594.4651 | 1311.1847 | 7394.0456 | 3905.0454
2002-06-22 | 2390.0722 | 1445.299 | 743.808 | 1464.4172 | 449.9629 | 2002-06-22 | 3682.7152 | 248.8514 | 75.5773 | 3065.0285 | 1593.2062 | 2002-06-22 | 796.9339 | 2397.3146 | 164.2593 | 628.3101 | 449.1342 | 2002-06-22 | 1.7132 | 394.7779 | 424.0484 | 287.4269 | 2002-06-22 | 1317.0358 | 1357.754 | 983.6445 | 5581.8042 | 2779.7303
2002-06-23 | 2097.571 | 3672.8928 | 743.808 | 927.2297 | 159.5875 | 2002-06-23 | 5349.7447 | 229.7884 | 75.5773 | 2952.6838 | 934.4853 | 2002-06-23 | 2465.0884 | 2300.4053 | 164.2593 | 554.8963 | 255.8571 | 2002-06-23 | 1923.4155 | 262.5893 | 96.3951 | 243.5655 | 2002-06-23 | 2980.2536 | 1222.5885 | 983.6445 | 4531.2049 | 1593.4954
2002-06-24 | 2791.2227 | 10928.6364 | 956.3246 | 2127.5801 | 707.6234 | 2002-06-24 | 17149.8257 | 4771.6451 | 111.8235 | 3842.4137 | 1984.6989 | 2002-06-24 | 6791.2116 | 2385.2226 | 243.0367 | 925.8733 | 870.6487 | 2002-06-24 | 1591.37 | 429.7699 | 498.1784 | 342.0744 | 2002-06-24 | 8102.4542 | 2594.4651 | 1311.1847 | 7394.0456 | 3905.0454
2002-06-25 | 2791.2227 | 13105.2145 | 956.3246 | 2127.5801 | 707.6234 | 2002-06-25 | 19051.9863 | 4771.6451 | 111.8235 | 3842.4137 | 1984.6989 | 2002-06-25 | 9075.5155 | 2385.2226 | 243.0367 | 925.8733 | 870.6487 | 2002-06-25 | 2514.8174 | 429.7699 | 498.1784 | 342.0744 | 2002-06-25 | 9721.6742 | 2594.4651 | 1311.1847 | 7394.0456 | 3905.0454
2002-06-26 | 2791.2227 | 4492.4909 | 956.3246 | 2127.5801 | 707.6234 | 2002-06-26 | 9249.4328 | 4771.6451 | 111.8235 | 3842.4137 | 1984.6989 | 2002-06-26 | 2677.3537 | 2385.2226 | 243.0367 | 925.8733 | 870.6487 | 2002-06-26 | 11.4636 | 429.7699 | 498.1784 | 342.0744 | 2002-06-26 | 3651.2758 | 2594.4651 | 1311.1847 | 7394.0456 | 3905.0454
2002-06-27 | 2791.2227 | 7807.2403 | 956.3246 | 2127.5801 | 707.6234 | 2002-06-27 | 12165.8857 | 4771.6451 | 111.8235 | 3842.4137 | 1984.6989 | 2002-06-27 | 4798.7985 | 2385.2226 | 243.0367 | 925.8733 | 870.6487 | 2002-06-27 | 1373.9608 | 429.7699 | 498.1784 | 342.0744 | 2002-06-27 | 5810.1967 | 2594.4651 | 1311.1847 | 7394.0456 | 3905.0454
2002-06-28 | 2791.2227 | 11120.0491 | 956.3246 | 2127.5801 | 707.6234 | 2002-06-28 | 15489.0806 | 4771.6451 | 111.8235 | 3842.4137 | 1984.6989 | 2002-06-28 | 6880.6513 | 2385.2226 | 243.0367 | 925.8733 | 870.6487 | 2002-06-28 | 599.1477 | 429.7699 | 498.1784 | 342.0744 | 2002-06-28 | 7575.3175 | 2594.4651 | 1311.1847 | 7394.0456 | 3905.0454
2002-06-29 | 2390.0722 | 8740.5216 | 743.808 | 1464.4172 | 449.9629 | 2002-06-29 | 11096.9448 | 248.8514 | 75.5773 | 3065.0285 | 1593.2062 | 2002-06-29 | 3944.4883 | 2397.3146 | 164.2593 | 628.3101 | 449.1342 | 2002-06-29 | 1438.2208 | 394.7779 | 424.0484 | 287.4269 | 2002-06-29 | 5604.4835 | 1357.754 | 983.6445 | 5581.8042 | 2779.7303
2002-06-30 | 2097.571 | 7905.6195 | 743.808 | 927.2297 | 159.5875 | 2002-06-30 | 8708.7805 | 229.7884 | 75.5773 | 2952.6838 | 934.4853 | 2002-06-30 | 5389.9757 | 2300.4053 | 164.2593 | 554.8963 | 255.8571 | 2002-06-30 | 5384.5265 | 262.5893 | 96.3951 | 243.5655 | 2002-06-30 | 6086.4227 | 1222.5885 | 983.6445 | 4531.2049 | 1593.4954
2002-07-01 | 2791.2227 | 4491.4584 | 956.3246 | 2127.5801 | 707.6234 | 2002-07-01 | 12100.0341 | 4771.6451 | 111.8235 | 3842.4137 | 1984.6989 | 2002-07-01 | 3040.0568 | 2385.2226 | 243.0367 | 925.8733 | 870.6487 | 2002-07-01 | 204.3666 | 429.7699 | 498.1784 | 342.0744 | 2002-07-01 | 4407.9813 | 2594.4651 | 1311.1847 | 7394.0456 | 3905.0454
2002-07-02 | 2791.2227 | 1910.2622 | 956.3246 | 2127.5801 | 707.6234 | 2002-07-02 | 4917.4221 | 4771.6451 | 111.8235 | 3842.4137 | 1984.6989 | 2002-07-02 | 1015.7364 | 2385.2226 | 243.0367 | 925.8733 | 870.6487 | 2002-07-02 | 2.2085 | 429.7699 | 498.1784 | 342.0744 | 2002-07-02 | 1743.4732 | 2594.4651 | 1311.1847 | 7394.0456 | 3905.0454
2002-07-03 | 2791.2227 | 3113.9801 | 956.3246 | 2127.5801 | 707.6234 | 2002-07-03 | 6127.9955 | 4771.6451 | 111.8235 | 3842.4137 | 1984.6989 | 2002-07-03 | 1894.9501 | 2385.2226 | 243.0367 | 925.8733 | 870.6487 | 2002-07-03 | 7.3913 | 429.7699 | 498.1784 | 342.0744 | 2002-07-03 | 2476.5149 | 2594.4651 | 1311.1847 | 7394.0456 | 3905.0454
2002-07-04 | 2791.2227 | 1648.3275 | 956.3246 | 2127.5801 | 707.6234 | 2002-07-04 | 3952.3275 | 4771.6451 | 111.8235 | 3842.4137 | 1984.6989 | 2002-07-04 | 740.6089 | 2385.2226 | 243.0367 | 925.8733 | 870.6487 | 2002-07-04 | 0 | 429.7699 | 498.1784 | 342.0744 | 2002-07-04 | 1409.1697 | 2594.4651 | 1311.1847 | 7394.0456 | 3905.0454
2002-07-05 | 2791.2227 | 684.8521 | 956.3246 | 2127.5801 | 707.6234 | 2002-07-05 | 1546.9953 | 4771.6451 | 111.8235 | 3842.4137 | 1984.6989 | 2002-07-05 | 199.1423 | 2385.2226 | 243.0367 | 925.8733 | 870.6487 | 2002-07-05 | 0 | 429.7699 | 498.1784 | 342.0744 | 2002-07-05 | 540.2199 | 2594.4651 | 1311.1847 | 7394.0456 | 3905.0454
2002-07-06 | 2390.0722 | 326.5633 | 743.808 | 1464.4172 | 449.9629 | 2002-07-06 | 1130.2434 | 248.8514 | 75.5773 | 3065.0285 | 1593.2062 | 2002-07-06 | 6.4998 | 2397.3146 | 164.2593 | 628.3101 | 449.1342 | 2002-07-06 | 0 | 394.7779 | 424.0484 | 287.4269 | 2002-07-06 | 325.1792 | 1357.754 | 983.6445 | 5581.8042 | 2779.7303
2002-07-07 | 2097.571 | 345.1838 | 743.808 | 927.2297 | 159.5875 | 2002-07-07 | 786.4049 | 229.7884 | 75.5773 | 2952.6838 | 934.4853 | 2002-07-07 | 11.6626 | 2300.4053 | 164.2593 | 554.8963 | 255.8571 | 2002-07-07 | 0 | 262.5893 | 96.3951 | 243.5655 | 2002-07-07 | 254.0558 | 1222.5885 | 983.6445 | 4531.2049 | 1593.4954
2002-07-08 | 2791.2227 | 7692.1288 | 956.3246 | 2127.5801 | 707.6234 | 2002-07-08 | 12001.2122 | 4771.6451 | 111.8235 | 3842.4137 | 1984.6989 | 2002-07-08 | 4685.8131 | 2385.2226 | 243.0367 | 925.8733 | 870.6487 | 2002-07-08 | 634.238 | 429.7699 | 498.1784 | 342.0744 | 2002-07-08 | 5558.5316 | 2594.4651 | 1311.1847 | 7394.0456 | 3905.0454
2002-07-09 | 2791.2227 | 9701.2376 | 956.3246 | 2127.5801 | 707.6234 | 2002-07-09 | 14486.4153 | 4771.6451 | 111.8235 | 3842.4137 | 1984.6989 | 2002-07-09 | 6323.5677 | 2385.2226 | 243.0367 | 925.8733 | 870.6487 | 2002-07-09 | 2270.3459 | 429.7699 | 498.1784 | 342.0744 | 2002-07-09 | 7284.7926 | 2594.4651 | 1311.1847 | 7394.0456 | 3905.0454
2002-07-10 | 2791.2227 | 12620.0982 | 956.3246 | 2127.5801 | 707.6234 | 2002-07-10 | 18284.0029 | 4771.6451 | 111.8235 | 3842.4137 | 1984.6989 | 2002-07-10 | 7801.6224 | 2385.2226 | 243.0367 | 925.8733 | 870.6487 | 2002-07-10 | 1982.8845 | 429.7699 | 498.1784 | 342.0744 | 2002-07-10 | 9041.9129 | 2594.4651 | 1311.1847 | 7394.0456 | 3905.0454
2002-07-11 | 2791.2227 | 14252.0432 | 956.3246 | 2127.5801 | 707.6234 | 2002-07-11 | 19834.2258 | 4771.6451 | 111.8235 | 3842.4137 | 1984.6989 | 2002-07-11 | 9214.6918 | 2385.2226 | 243.0367 | 925.8733 | 870.6487 | 2002-07-11 | 3259.1944 | 429.7699 | 498.1784 | 342.0744 | 2002-07-11 | 10346.7012 | 2594.4651 | 1311.1847 | 7394.0456 | 3905.0454
2002-07-12 | 2791.2227 | 14713.6007 | 956.3246 | 2127.5801 | 707.6234 | 2002-07-12 | 20517.8198 | 4771.6451 | 111.8235 | 3842.4137 | 1984.6989 | 2002-07-12 | 9782.7015 | 2385.2226 | 243.0367 | 925.8733 | 870.6487 | 2002-07-12 | 5104.9903 | 429.7699 | 498.1784 | 342.0744 | 2002-07-12 | 11137.5805 | 2594.4651 | 1311.1847 | 7394.0456 | 3905.0454
2002-07-13 | 2390.0722 | 11115.178 | 743.808 | 1464.4172 | 449.9629 | 2002-07-13 | 13313.4469 | 248.8514 | 75.5773 | 3065.0285 | 1593.2062 | 2002-07-13 | 6196.2357 | 2397.3146 | 164.2593 | 628.3101 | 449.1342 | 2002-07-13 | 7208.7551 | 394.7779 | 424.0484 | 287.4269 | 2002-07-13 | 8407.4702 | 1357.754 | 983.6445 | 5581.8042 | 2779.7303
2002-07-14 | 2097.571 | 9148.5967 | 743.808 | 927.2297 | 159.5875 | 2002-07-14 | 9827.3987 | 229.7884 | 75.5773 | 2952.6838 | 934.4853 | 2002-07-14 | 6851.9498 | 2300.4053 | 164.2593 | 554.8963 | 255.8571 | 2002-07-14 | 11344.1355 | 262.5893 | 96.3951 | 243.5655 | 2002-07-14 | 8260.4624 | 1222.5885 | 983.6445 | 4531.2049 | 1593.4954
2002-07-15 | 2791.2227 | 14908.4082 | 956.3246 | 2127.5801 | 707.6234 | 2002-07-15 | 22270.2465 | 4771.6451 | 111.8235 | 3842.4137 | 1984.6989 | 2002-07-15 | 10084.5895 | 2385.2226 | 243.0367 | 925.8733 | 870.6487 | 2002-07-15 | 2894.187 | 429.7699 | 498.1784 | 342.0744 | 2002-07-15 | 11146.0958 | 2594.4651 | 1311.1847 | 7394.0456 | 3905.0454
2002-07-16 | 2791.2227 | 14624.1277 | 956.3246 | 2127.5801 | 707.6234 | 2002-07-16 | 20375.6269 | 4771.6451 | 111.8235 | 3842.4137 | 1984.6989 | 2002-07-16 | 11243.6013 | 2385.2226 | 243.0367 | 925.8733 | 870.6487 | 2002-07-16 | 3997.5552 | 429.7699 | 498.1784 | 342.0744 | 2002-07-16 | 11164.6469 | 2594.4651 | 1311.1847 | 7394.0456 | 3905.0454
2002-07-17 | 2791.2227 | 12424.8199 | 956.3246 | 2127.5801 | 707.6234 | 2002-07-17 | 16186.5525 | 4771.6451 | 111.8235 | 3842.4137 | 1984.6989 | 2002-07-17 | 7814.8624 | 2385.2226 | 243.0367 | 925.8733 | 870.6487 | 2002-07-17 | 1706.6088 | 429.7699 | 498.1784 | 342.0744 | 2002-07-17 | 8473.9652 | 2594.4651 | 1311.1847 | 7394.0456 | 3905.0454
2002-07-18 | 2791.2227 | 13202.7503 | 956.3246 | 2127.5801 | 707.6234 | 2002-07-18 | 18352.004 | 4771.6451 | 111.8235 | 3842.4137 | 1984.6989 | 2002-07-18 | 8449.5421 | 2385.2226 | 243.0367 | 925.8733 | 870.6487 | 2002-07-18 | 2011.7736 | 429.7699 | 498.1784 | 342.0744 | 2002-07-18 | 9336.9044 | 2594.4651 | 1311.1847 | 7394.0456 | 3905.0454
2002-07-19 | 2791.2227 | 15616.6268 | 956.3246 | 2127.5801 | 707.6234 | 2002-07-19 | 21810.9386 | 4771.6451 | 111.8235 | 3842.4137 | 1984.6989 | 2002-07-19 | 10564.6642 | 2385.2226 | 243.0367 | 925.8733 | 870.6487 | 2002-07-19 | 5177.9313 | 429.7699 | 498.1784 | 342.0744 | 2002-07-19 | 11815.5913 | 2594.4651 | 1311.1847 | 7394.0456 | 3905.0454
2002-07-20 | 2390.0722 | 11893.9392 | 743.808 | 1464.4172 | 449.9629 | 2002-07-20 | 14106.0604 | 248.8514 | 75.5773 | 3065.0285 | 1593.2062 | 2002-07-20 | 6518.9595 | 2397.3146 | 164.2593 | 628.3101 | 449.1342 | 2002-07-20 | 7525.2734 | 394.7779 | 424.0484 | 287.4269 | 2002-07-20 | 8898.7184 | 1357.754 | 983.6445 | 5581.8042 | 2779.7303
2002-07-21 | 2097.571 | 8749.6415 | 743.808 | 927.2297 | 159.5875 | 2002-07-21 | 9617.4392 | 229.7884 | 75.5773 | 2952.6838 | 934.4853 | 2002-07-21 | 6098.7518 | 2300.4053 | 164.2593 | 554.8963 | 255.8571 | 2002-07-21 | 6444.2051 | 262.5893 | 96.3951 | 243.5655 | 2002-07-21 | 6868.8972 | 1222.5885 | 983.6445 | 4531.2049 | 1593.4954
2002-07-22 | 2791.2227 | 13373.9248 | 956.3246 | 2127.5801 | 707.6234 | 2002-07-22 | 20376.0947 | 4771.6451 | 111.8235 | 3842.4137 | 1984.6989 | 2002-07-22 | 8830.2559 | 2385.2226 | 243.0367 | 925.8733 | 870.6487 | 2002-07-22 | 2233.5002 | 429.7699 | 498.1784 | 342.0744 | 2002-07-22 | 9958.6168 | 2594.4651 | 1311.1847 | 7394.0456 | 3905.0454
2002-07-23 | 2791.2227 | 10666.8151 | 956.3246 | 2127.5801 | 707.6234 | 2002-07-23 | 16304.5723 | 4771.6451 | 111.8235 | 3842.4137 | 1984.6989 | 2002-07-23 | 6858.2417 | 2385.2226 | 243.0367 | 925.8733 | 870.6487 | 2002-07-23 | 1477.7171 | 429.7699 | 498.1784 | 342.0744 | 2002-07-23 | 7846.0769 | 2594.4651 | 1311.1847 | 7394.0456 | 3905.0454
2002-07-24 | 2791.2227 | 11015.8302 | 956.3246 | 2127.5801 | 707.6234 | 2002-07-24 | 15375.376 | 4771.6451 | 111.8235 | 3842.4137 | 1984.6989 | 2002-07-24 | 7260.1616 | 2385.2226 | 243.0367 | 925.8733 | 870.6487 | 2002-07-24 | 1132.6203 | 429.7699 | 498.1784 | 342.0744 | 2002-07-24 | 7729.7751 | 2594.4651 | 1311.1847 | 7394.0456 | 3905.0454
2002-07-25 | 2791.2227 | 11491.2208 | 956.3246 | 2127.5801 | 707.6234 | 2002-07-25 | 17106.2944 | 4771.6451 | 111.8235 | 3842.4137 | 1984.6989 | 2002-07-25 | 5840.4073 | 2338.2615 | 243.0367 | 780.9578 | 637.3708 | 2002-07-25 | 4050.1096 | 429.7699 | 498.1784 | 342.0744 | 2002-07-25 | 8552.896 | 2582.7248 | 1311.1847 | 7249.13 | 3671.7675
2002-07-26 | 2791.2227 | 9834.0693 | 956.3246 | 2127.5801 | 707.6234 | 2002-07-26 | 14779.5917 | 4771.6451 | 111.8235 | 3842.4137 | 1984.6989 | 2002-07-26 | 5469.4647 | 2338.2615 | 243.0367 | 780.9578 | 637.3708 | 2002-07-26 | 4021.4084 | 429.7699 | 498.1784 | 342.0744 | 2002-07-26 | 7578.7854 | 2582.7248 | 1311.1847 | 7249.13 | 3671.7675
2002-07-27 | 2390.0722 | 7124.887 | 743.808 | 1464.4172 | 449.9629 | 2002-07-27 | 9662.0448 | 248.8514 | 75.5773 | 3065.0285 | 1593.2062 | 2002-07-27 | 3277.78 | 2397.3146 | 164.2593 | 628.3101 | 449.1342 | 2002-07-27 | 984.3177 | 394.7779 | 424.0484 | 287.4269 | 2002-07-27 | 4677.5621 | 1357.754 | 983.6445 | 5581.8042 | 2779.7303
2002-07-28 | 2097.571 | 6907.6942 | 743.808 | 927.2297 | 159.5875 | 2002-07-28 | 7841.3216 | 229.7884 | 75.5773 | 2952.6838 | 934.4853 | 2002-07-28 | 4492.1901 | 2300.4053 | 164.2593 | 554.8963 | 255.8571 | 2002-07-28 | 4188.6956 | 262.5893 | 96.3951 | 243.5655 | 2002-07-28 | 5206.6448 | 1222.5885 | 983.6445 | 4531.2049 | 1593.4954
2002-07-29 | 2791.2227 | 11588.1104 | 956.3246 | 2127.5801 | 707.6234 | 2002-07-29 | 18630.253 | 4771.6451 | 111.8235 | 3842.4137 | 1984.6989 | 2002-07-29 | 5621.0761 | 2338.2615 | 243.0367 | 780.9578 | 637.3708 | 2002-07-29 | 1558.1391 | 429.7699 | 498.1784 | 342.0744 | 2002-07-29 | 8310.573 | 2582.7248 | 1311.1847 | 7249.13 | 3671.7675
2002-07-30 | 2791.2227 | 12008.1037 | 956.3246 | 2127.5801 | 707.6234 | 2002-07-30 | 17689.9509 | 4771.6451 | 111.8235 | 3842.4137 | 1984.6989 | 2002-07-30 | 6488.1823 | 2338.2615 | 243.0367 | 780.9578 | 637.3708 | 2002-07-30 | 3827.0708 | 429.7699 | 498.1784 | 342.0744 | 2002-07-30 | 8891.8461 | 2582.7248 | 1311.1847 | 7249.13 | 3671.7675
2002-07-31 | 2791.2227 | 12634.8459 | 956.3246 | 2127.5801 | 707.6234 | 2002-07-31 | 18180.5432 | 4771.6451 | 111.8235 | 3842.4137 | 1984.6989 | 2002-07-31 | 6571.916 | 2338.2615 | 243.0367 | 780.9578 | 637.3708 | 2002-07-31 | 3110.7592 | 429.7699 | 498.1784 | 342.0744 | 2002-07-31 | 8999.5698 | 2582.7248 | 1311.1847 | 7249.13 | 3671.7675
2002-08-01 | 2791.2227 | 13361.436 | 956.3246 | 2127.5801 | 707.6234 | 2002-08-01 | 18899.1639 | 4771.6451 | 111.8235 | 3842.4137 | 1984.6989 | 2002-08-01 | 6853.5765 | 2338.2615 | 243.0367 | 780.9578 | 637.3708 | 2002-08-01 | 2955.9494 | 429.7699 | 498.1784 | 342.0744 | 2002-08-01 | 9348.9168 | 2582.7248 | 1311.1847 | 7249.13 | 3671.7675
2002-08-02 | 2791.2227 | 12427.8868 | 956.3246 | 2127.5801 | 707.6234 | 2002-08-02 | 17756.7225 | 4771.6451 | 111.8235 | 3842.4137 | 1984.6989 | 2002-08-02 | 6512.0016 | 2338.2615 | 243.0367 | 780.9578 | 637.3708 | 2002-08-02 | 3703.4815 | 429.7699 | 498.1784 | 342.0744 | 2002-08-02 | 8977.7983 | 2582.7248 | 1311.1847 | 7249.13 | 3671.7675
2002-08-03 | 2390.0722 | 8294.3486 | 743.808 | 1464.4172 | 449.9629 | 2002-08-03 | 10645.5529 | 248.8514 | 75.5773 | 3065.0285 | 1593.2062 | 2002-08-03 | 4199.9801 | 2397.3146 | 164.2593 | 628.3101 | 449.1342 | 2002-08-03 | 1525.4865 | 394.7779 | 424.0484 | 287.4269 | 2002-08-03 | 5481.1929 | 1357.754 | 983.6445 | 5581.8042 | 2779.7303
2002-08-04 | 2097.571 | 5237.9736 | 743.808 | 927.2297 | 159.5875 | 2002-08-04 | 5526.9047 | 229.7884 | 75.5773 | 2952.6838 | 934.4853 | 2002-08-04 | 3164.9016 | 2300.4053 | 164.2593 | 554.8963 | 255.8571 | 2002-08-04 | 1913.9253 | 262.5893 | 96.3951 | 243.5655 | 2002-08-04 | 3520.8234 | 1222.5885 | 983.6445 | 4531.2049 | 1593.4954
2002-08-05 | 2791.2227 | 9042.55 | 956.3246 | 2127.5801 | 707.6234 | 2002-08-05 | 12691.3588 | 4771.6451 | 111.8235 | 3842.4137 | 1984.6989 | 2002-08-05 | 3824.2302 | 2338.2615 | 243.0367 | 780.9578 | 637.3708 | 2002-08-05 | 195.8497 | 429.7699 | 498.1784 | 342.0744 | 2002-08-05 | 5723.1086 | 2582.7248 | 1311.1847 | 7249.13 | 3671.7675
2002-08-06 | 2791.2227 | 10290.7823 | 956.3246 | 2127.5801 | 707.6234 | 2002-08-06 | 14209.3301 | 4771.6451 | 111.8235 | 3842.4137 | 1984.6989 | 2002-08-06 | 4746.432 | 2338.2615 | 243.0367 | 780.9578 | 637.3708 | 2002-08-06 | 954.8773 | 429.7699 | 498.1784 | 342.0744 | 2002-08-06 | 6711.427 | 2582.7248 | 1311.1847 | 7249.13 | 3671.7675
2002-08-07 | 2791.2227 | 12051.6856 | 956.3246 | 2127.5801 | 707.6234 | 2002-08-07 | 17254.5562 | 4771.6451 | 111.8235 | 3842.4137 | 1984.6989 | 2002-08-07 | 6555.8817 | 2338.2615 | 243.0367 | 780.9578 | 637.3708 | 2002-08-07 | 3948.2024 | 429.7699 | 498.1784 | 342.0744 | 2002-08-07 | 8846.7391 | 2582.7248 | 1311.1847 | 7249.13 | 3671.7675
2002-08-08 | 2791.2227 | 13719.6 | 956.3246 | 2127.5801 | 707.6234 | 2002-08-08 | 18536.4139 | 4771.6451 | 111.8235 | 3842.4137 | 1984.6989 | 2002-08-08 | 6736.6233 | 2338.2615 | 243.0367 | 780.9578 | 637.3708 | 2002-08-08 | 3332.3724 | 429.7699 | 498.1784 | 342.0744 | 2002-08-08 | 9405.5577 | 2582.7248 | 1311.1847 | 7249.13 | 3671.7675
2002-08-09 | 2791.2227 | 10404.6537 | 956.3246 | 2127.5801 | 707.6234 | 2002-08-09 | 15512.4536 | 4771.6451 | 111.8235 | 3842.4137 | 1984.6989 | 2002-08-09 | 5844.4412 | 2338.2615 | 243.0367 | 780.9578 | 637.3708 | 2002-08-09 | 2271.4669 | 429.7699 | 498.1784 | 342.0744 | 2002-08-09 | 7562.8923 | 2582.7248 | 1311.1847 | 7249.13 | 3671.7675
2002-08-10 | 2390.0722 | 6499.0346 | 743.808 | 1464.4172 | 449.9629 | 2002-08-10 | 9344.1247 | 248.8514 | 75.5773 | 3065.0285 | 1593.2062 | 2002-08-10 | 3160.8311 | 2397.3146 | 164.2593 | 628.3101 | 449.1342 | 2002-08-10 | 449.8714 | 394.7779 | 424.0484 | 287.4269 | 2002-08-10 | 4323.0804 | 1357.754 | 983.6445 | 5581.8042 | 2779.7303
2002-08-11 | 2097.571 | 4947.2566 | 743.808 | 927.2297 | 159.5875 | 2002-08-11 | 6840.8994 | 229.7884 | 75.5773 | 2952.6838 | 934.4853 | 2002-08-11 | 3366.1226 | 2300.4053 | 164.2593 | 554.8963 | 255.8571 | 2002-08-11 | 3014.5443 | 262.5893 | 96.3951 | 243.5655 | 2002-08-11 | 4037.5162 | 1222.5885 | 983.6445 | 4531.2049 | 1593.4954
2002-08-12 | 2791.2227 | 8998.2544 | 956.3246 | 2127.5801 | 707.6234 | 2002-08-12 | 16036.5874 | 4771.6451 | 111.8235 | 3842.4137 | 1984.6989 | 2002-08-12 | 4451.1677 | 2338.2615 | 243.0367 | 780.9578 | 637.3708 | 2002-08-12 | 1027.5074 | 429.7699 | 498.1784 | 342.0744 | 2002-08-12 | 6780.7815 | 2582.7248 | 1311.1847 | 7249.13 | 3671.7675
2002-08-13 | 2791.2227 | 6041.4695 | 956.3246 | 2127.5801 | 707.6234 | 2002-08-13 | 10901.5203 | 4771.6451 | 111.8235 | 3842.4137 | 1984.6989 | 2002-08-13 | 2914.6989 | 2338.2615 | 243.0367 | 780.9578 | 637.3708 | 2002-08-13 | 110.8675 | 429.7699 | 498.1784 | 342.0744 | 2002-08-13 | 4437.4569 | 2582.7248 | 1311.1847 | 7249.13 | 3671.7675
2002-08-14 | 2791.2227 | 7179.1993 | 956.3246 | 2127.5801 | 707.6234 | 2002-08-14 | 11839.7782 | 4771.6451 | 111.8235 | 3842.4137 | 1984.6989 | 2002-08-14 | 3427.3256 | 2338.2615 | 243.0367 | 780.9578 | 637.3708 | 2002-08-14 | 708.304 | 429.7699 | 498.1784 | 342.0744 | 2002-08-14 | 5145.4682 | 2582.7248 | 1311.1847 | 7249.13 | 3671.7675
2002-08-15 | 2791.2227 | 7611.8665 | 956.3246 | 2127.5801 | 707.6234 | 2002-08-15 | 12091.1019 | 4771.6451 | 111.8235 | 3842.4137 | 1984.6989 | 2002-08-15 | 3658.5421 | 2338.2615 | 243.0367 | 780.9578 | 637.3708 | 2002-08-15 | 221.452 | 429.7699 | 498.1784 | 342.0744 | 2002-08-15 | 5240.6583 | 2582.7248 | 1311.1847 | 7249.13 | 3671.7675
2002-08-16 | 2791.2227 | 8312.2475 | 956.3246 | 2127.5801 | 707.6234 | 2002-08-16 | 13302.441 | 4771.6451 | 111.8235 | 3842.4137 | 1984.6989 | 2002-08-16 | 4103.8462 | 2338.2615 | 243.0367 | 780.9578 | 637.3708 | 2002-08-16 | 426.8574 | 429.7699 | 498.1784 | 342.0744 | 2002-08-16 | 5810.0871 | 2582.7248 | 1311.1847 | 7249.13 | 3671.7675
2002-08-17 | 2390.0722 | 4890.3756 | 743.808 | 1464.4172 | 449.9629 | 2002-08-17 | 7823.1511 | 248.8514 | 75.5773 | 3065.0285 | 1593.2062 | 2002-08-17 | 2468.8919 | 2397.3146 | 164.2593 | 628.3101 | 449.1342 | 2002-08-17 | 127.3577 | 394.7779 | 424.0484 | 287.4269 | 2002-08-17 | 3402.1725 | 1357.754 | 983.6445 | 5581.8042 | 2779.7303
2002-08-18 | 2097.571 | 4575.0054 | 743.808 | 927.2297 | 159.5875 | 2002-08-18 | 6002.3826 | 229.7884 | 75.5773 | 2952.6838 | 934.4853 | 2002-08-18 | 3130.2995 | 2300.4053 | 164.2593 | 554.8963 | 255.8571 | 2002-08-18 | 2568.5639 | 262.5893 | 96.3951 | 243.5655 | 2002-08-18 | 3616.9448 | 1222.5885 | 983.6445 | 4531.2049 | 1593.4954
2002-08-19 | 2791.2227 | 5064.1187 | 956.3246 | 2127.5801 | 707.6234 | 2002-08-19 | 10627.8072 | 4771.6451 | 111.8235 | 3842.4137 | 1984.6989 | 2002-08-19 | 2558.7351 | 2338.2615 | 243.0367 | 780.9578 | 637.3708 | 2002-08-19 | 75.9659 | 429.7699 | 498.1784 | 342.0744 | 2002-08-19 | 4072.5838 | 2582.7248 | 1311.1847 | 7249.13 | 3671.7675
2002-08-20 | 2791.2227 | 3102.9369 | 956.3246 | 2127.5801 | 707.6234 | 2002-08-20 | 7516.273 | 4771.6451 | 111.8235 | 3842.4137 | 1984.6989 | 2002-08-20 | 1443.3519 | 2338.2615 | 243.0367 | 780.9578 | 637.3708 | 2002-08-20 | 6.6778 | 429.7699 | 498.1784 | 342.0744 | 2002-08-20 | 2682.0532 | 2582.7248 | 1311.1847 | 7249.13 | 3671.7675
2002-08-21 | 2791.2227 | 4318.6683 | 956.3246 | 2127.5801 | 707.6234 | 2002-08-21 | 8332.6133 | 4771.6451 | 111.8235 | 3842.4137 | 1984.6989 | 2002-08-21 | 1881.5265 | 2338.2615 | 243.0367 | 780.9578 | 637.3708 | 2002-08-21 | 65.8044 | 429.7699 | 498.1784 | 342.0744 | 2002-08-21 | 3244.1361 | 2582.7248 | 1311.1847 | 7249.13 | 3671.7675
2002-08-22 | 2791.2227 | 5815.7232 | 956.3246 | 2127.5801 | 707.6234 | 2002-08-22 | 10102.8748 | 4771.6451 | 111.8235 | 3842.4137 | 1984.6989 | 2002-08-22 | 2443.8935 | 2338.2615 | 243.0367 | 780.9578 | 637.3708 | 2002-08-22 | 87.1696 | 429.7699 | 498.1784 | 342.0744 | 2002-08-22 | 4099.9247 | 2582.7248 | 1311.1847 | 7249.13 | 3671.7675
2002-08-23 | 2791.2227 | 9294.5477 | 956.3246 | 2127.5801 | 707.6234 | 2002-08-23 | 13192.138 | 4771.6451 | 111.8235 | 3842.4137 | 1984.6989 | 2002-08-23 | 3702.5572 | 2338.2615 | 243.0367 | 780.9578 | 637.3708 | 2002-08-23 | 572.6486 | 429.7699 | 498.1784 | 342.0744 | 2002-08-23 | 5947.087 | 2582.7248 | 1311.1847 | 7249.13 | 3671.7675
2002-08-24 | 2390.0722 | 5904.0238 | 743.808 | 1464.4172 | 449.9629 | 2002-08-24 | 8332.2267 | 248.8514 | 75.5773 | 3065.0285 | 1593.2062 | 2002-08-24 | 2432.1152 | 2397.3146 | 164.2593 | 628.3101 | 449.1342 | 2002-08-24 | 17.9703 | 394.7779 | 424.0484 | 287.4269 | 2002-08-24 | 3708.0747 | 1357.754 | 983.6445 | 5581.8042 | 2779.7303
2002-08-25 | 2097.571 | 1062.898 | 743.808 | 927.2297 | 159.5875 | 2002-08-25 | 2489.1573 | 229.7884 | 75.5773 | 2952.6838 | 934.4853 | 2002-08-25 | 298.5792 | 2300.4053 | 164.2593 | 554.8963 | 255.8571 | 2002-08-25 | 0 | 262.5893 | 96.3951 | 243.5655 | 2002-08-25 | 855.6966 | 1222.5885 | 983.6445 | 4531.2049 | 1593.4954
2002-08-26 | 2791.2227 | 6312.7553 | 956.3246 | 2127.5801 | 707.6234 | 2002-08-26 | 10768.0126 | 4771.6451 | 111.8235 | 3842.4137 | 1984.6989 | 2002-08-26 | 2797.411 | 2338.2615 | 243.0367 | 780.9578 | 637.3708 | 2002-08-26 | 137.3897 | 429.7699 | 498.1784 | 342.0744 | 2002-08-26 | 4447.9041 | 2582.7248 | 1311.1847 | 7249.13 | 3671.7675
2002-08-27 | 2791.2227 | 9135.2409 | 956.3246 | 2127.5801 | 707.6234 | 2002-08-27 | 14098.8276 | 4771.6451 | 111.8235 | 3842.4137 | 1984.6989 | 2002-08-27 | 4443.8612 | 2338.2615 | 243.0367 | 780.9578 | 637.3708 | 2002-08-27 | 919.1083 | 429.7699 | 498.1784 | 342.0744 | 2002-08-27 | 6354.8973 | 2582.7248 | 1311.1847 | 7249.13 | 3671.7675
2002-08-28 | 2791.2227 | 10693.5133 | 956.3246 | 2127.5801 | 707.6234 | 2002-08-28 | 16318.1025 | 4771.6451 | 111.8235 | 3842.4137 | 1984.6989 | 2002-08-28 | 5231.2902 | 2338.2615 | 243.0367 | 780.9578 | 637.3708 | 2002-08-28 | 1730.6374 | 429.7699 | 498.1784 | 342.0744 | 2002-08-28 | 7549.6763 | 2582.7248 | 1311.1847 | 7249.13 | 3671.7675
2002-08-29 | 2791.2227 | 11681.7758 | 956.3246 | 2127.5801 | 707.6234 | 2002-08-29 | 17054.4733 | 4771.6451 | 111.8235 | 3842.4137 | 1984.6989 | 2002-08-29 | 5900.5334 | 2338.2615 | 243.0367 | 780.9578 | 637.3708 | 2002-08-29 | 2260.7526 | 429.7699 | 498.1784 | 342.0744 | 2002-08-29 | 8199.4523 | 2582.7248 | 1311.1847 | 7249.13 | 3671.7675
2002-08-30 | 2791.2227 | 11016.561 | 956.3246 | 2127.5801 | 707.6234 | 2002-08-30 | 15552.5135 | 4771.6451 | 111.8235 | 3842.4137 | 1984.6989 | 2002-08-30 | 6102.9066 | 2338.2615 | 243.0367 | 780.9578 | 637.3708 | 2002-08-30 | 1812.9836 | 429.7699 | 498.1784 | 342.0744 | 2002-08-30 | 7663.3255 | 2582.7248 | 1311.1847 | 7249.13 | 3671.7675
2002-08-31 | 2390.0722 | 9164.502 | 743.808 | 1464.4172 | 449.9629 | 2002-08-31 | 11204.1456 | 248.8514 | 75.5773 | 3065.0285 | 1593.2062 | 2002-08-31 | 4324.3954 | 2397.3146 | 164.2593 | 628.3101 | 449.1342 | 2002-08-31 | 2031.1826 | 394.7779 | 424.0484 | 287.4269 | 2002-08-31 | 5938.7168 | 1357.754 | 983.6445 | 5581.8042 | 2779.7303
2002-09-01 | 2097.571 | 4819.8516 | 743.808 | 927.2297 | 159.5875 | 2002-09-01 | 6608.4575 | 229.7884 | 75.5773 | 2952.6838 | 934.4853 | 2002-09-01 | 3330.2389 | 2300.4053 | 164.2593 | 554.8963 | 255.8571 | 2002-09-01 | 3184.8782 | 262.5893 | 96.3951 | 243.5655 | 2002-09-01 | 3987.428 | 1222.5885 | 983.6445 | 4531.2049 | 1593.4954
2002-09-02 | 2791.2227 | 12982.6597 | 956.3246 | 2127.5801 | 707.6234 | 2002-09-02 | 16940.0411 | 4771.6451 | 111.8235 | 3842.4137 | 1984.6989 | 2002-09-02 | 6391.8414 | 2338.2615 | 243.0367 | 780.9578 | 637.3708 | 2002-09-02 | 2681.1371 | 429.7699 | 498.1784 | 342.0744 | 2002-09-02 | 8665.7065 | 2582.7248 | 1311.1847 | 7249.13 | 3671.7675
2002-09-03 | 2791.2227 | 12242.6717 | 956.3246 | 2127.5801 | 707.6234 | 2002-09-03 | 16575.0061 | 4771.6451 | 111.8235 | 3842.4137 | 1984.6989 | 2002-09-03 | 6728.1644 | 2338.2615 | 243.0367 | 780.9578 | 637.3708 | 2002-09-03 | 3336.8868 | 429.7699 | 498.1784 | 342.0744 | 2002-09-03 | 8640.6064 | 2582.7248 | 1311.1847 | 7249.13 | 3671.7675
2002-09-04 | 2791.2227 | 11380.3005 | 956.3246 | 2127.5801 | 707.6234 | 2002-09-04 | 16252.2636 | 4771.6451 | 111.8235 | 3842.4137 | 1984.6989 | 2002-09-04 | 6343.3648 | 2338.2615 | 243.0367 | 780.9578 | 637.3708 | 2002-09-04 | 2094.2919 | 429.7699 | 498.1784 | 342.0744 | 2002-09-04 | 8015.6046 | 2582.7248 | 1311.1847 | 7249.13 | 3671.7675
2002-09-05 | 2791.2227 | 6213.7163 | 956.3246 | 2127.5801 | 707.6234 | 2002-09-05 | 11644.6689 | 4771.6451 | 111.8235 | 3842.4137 | 1984.6989 | 2002-09-05 | 4343.5611 | 2385.2226 | 243.0367 | 925.8733 | 870.6487 | 2002-09-05 | 235.7269 | 429.7699 | 498.1784 | 342.0744 | 2002-09-05 | 4986.1496 | 2594.4651 | 1311.1847 | 7394.0456 | 3905.0454
2002-09-06 | 2791.2227 | 320.4487 | 956.3246 | 2127.5801 | 707.6234 | 2002-09-06 | 855.4364 | 4771.6451 | 111.8235 | 3842.4137 | 1984.6989 | 2002-09-06 | 69.2339 | 2385.2226 | 243.0367 | 925.8733 | 870.6487 | 2002-09-06 | 0 | 429.7699 | 498.1784 | 342.0744 | 2002-09-06 | 276.6931 | 2594.4651 | 1311.1847 | 7394.0456 | 3905.0454
2002-09-07 | 2390.0722 | 36.0078 | 743.808 | 1464.4172 | 449.9629 | 2002-09-07 | 300.2639 | 248.8514 | 75.5773 | 3065.0285 | 1593.2062 | 2002-09-07 | 0 | 2397.3146 | 164.2593 | 628.3101 | 449.1342 | 2002-09-07 | 0 | 394.7779 | 424.0484 | 287.4269 | 2002-09-07 | 74.727 | 1357.754 | 983.6445 | 5581.8042 | 2779.7303
2002-09-08 | 2097.571 | 132.2477 | 743.808 | 927.2297 | 159.5875 | 2002-09-08 | 548.8426 | 229.7884 | 75.5773 | 2952.6838 | 934.4853 | 2002-09-08 | 5.7772 | 2300.4053 | 164.2593 | 554.8963 | 255.8571 | 2002-09-08 | 0 | 262.5893 | 96.3951 | 243.5655 | 2002-09-08 | 152.6372 | 1222.5885 | 983.6445 | 4531.2049 | 1593.4954
2002-09-09 | 2791.2227 | 905.9302 | 956.3246 | 2127.5801 | 707.6234 | 2002-09-09 | 2676.2231 | 4772.2495 | 111.8235 | 3842.4137 | 1984.6989 | 2002-09-09 | 669.4353 | 2385.2226 | 243.0367 | 925.8733 | 870.6487 | 2002-09-09 | 0.68581 | 429.7699 | 498.1784 | 342.0744 | 2002-09-09 | 944.9499 | 2594.6162 | 1311.1847 | 7394.0456 | 3905.0454
2002-09-10 | 2791.2227 | 678.801 | 956.3246 | 2127.5801 | 707.6234 | 2002-09-10 | 2393.2827 | 4771.6451 | 111.8235 | 3842.4137 | 1984.6989 | 2002-09-10 | 382.6738 | 2385.2226 | 243.0367 | 925.8733 | 870.6487 | 2002-09-10 | 0 | 429.7699 | 498.1784 | 342.0744 | 2002-09-10 | 767.7239 | 2594.4651 | 1311.1847 | 7394.0456 | 3905.0454
2002-09-11 | 2791.2227 | 1876.369 | 956.3246 | 2127.5801 | 707.6234 | 2002-09-11 | 4205.4607 | 4771.6451 | 111.8235 | 3842.4137 | 1984.6989 | 2002-09-11 | 1317.4882 | 2385.2226 | 243.0367 | 925.8733 | 870.6487 | 2002-09-11 | 4.0535 | 429.7699 | 498.1784 | 342.0744 | 2002-09-11 | 1645.1936 | 2594.4651 | 1311.1847 | 7394.0456 | 3905.0454
2002-09-12 | 2791.2227 | 2321.5271 | 956.3246 | 2127.5801 | 707.6234 | 2002-09-12 | 5228.8186 | 4771.6451 | 111.8235 | 3842.4137 | 1984.6989 | 2002-09-12 | 1541.3177 | 2385.2226 | 243.0367 | 925.8733 | 870.6487 | 2002-09-12 | 5.9412 | 429.7699 | 498.1784 | 342.0744 | 2002-09-12 | 2021.6899 | 2594.4651 | 1311.1847 | 7394.0456 | 3905.0454
2002-09-13 | 2791.2227 | 1111.9213 | 956.3246 | 2127.5801 | 707.6234 | 2002-09-13 | 3239.755 | 4771.6451 | 111.8235 | 3842.4137 | 1984.6989 | 2002-09-13 | 799.276 | 2385.2226 | 243.0367 | 925.8733 | 870.6487 | 2002-09-13 | 2.3336 | 429.7699 | 498.1784 | 342.0744 | 2002-09-13 | 1145.1746 | 2594.4651 | 1311.1847 | 7394.0456 | 3905.0454
2002-09-14 | 2390.0722 | 862.237 | 743.808 | 1464.4172 | 449.9629 | 2002-09-14 | 2353.1733 | 248.8514 | 75.5773 | 3065.0285 | 1593.2062 | 2002-09-14 | 437.824 | 2397.3146 | 164.2593 | 628.3101 | 449.1342 | 2002-09-14 | 1.7367 | 394.7779 | 424.0484 | 287.4269 | 2002-09-14 | 812.2158 | 1357.754 | 983.6445 | 5581.8042 | 2779.7303
2002-09-15 | 2097.571 | 443.7171 | 743.808 | 927.2297 | 159.5875 | 2002-09-15 | 1501.7394 | 229.7884 | 75.5773 | 2952.6838 | 934.4853 | 2002-09-15 | 312.4576 | 2300.4053 | 164.2593 | 554.8963 | 255.8571 | 2002-09-15 | 0 | 262.5893 | 96.3951 | 243.5655 | 2002-09-15 | 501.7587 | 1222.5885 | 983.6445 | 4531.2049 | 1593.4954
2002-09-16 | 2791.2227 | 2245.633 | 956.3246 | 2127.5801 | 707.6234 | 2002-09-16 | 4238.5911 | 4771.6451 | 111.8235 | 3842.4137 | 1984.6989 | 2002-09-16 | 1378.1521 | 2385.2226 | 243.0367 | 925.8733 | 870.6487 | 2002-09-16 | 28.9598 | 429.7699 | 498.1784 | 342.0744 | 2002-09-16 | 1753.6302 | 2594.4651 | 1311.1847 | 7394.0456 | 3905.0454
2002-09-17 | 2791.2227 | 2724.7521 | 956.3246 | 2127.5801 | 707.6234 | 2002-09-17 | 5268.6356 | 4771.6451 | 111.8235 | 3842.4137 | 1984.6989 | 2002-09-17 | 1733.4047 | 2385.2226 | 243.0367 | 925.8733 | 870.6487 | 2002-09-17 | 49.9462 | 429.7699 | 498.1784 | 342.0744 | 2002-09-17 | 2172.6086 | 2594.4651 | 1311.1847 | 7394.0456 | 3905.0454
2002-09-18 | 2791.2227 | 3685.2024 | 956.3246 | 2127.5801 | 707.6234 | 2002-09-18 | 7374.1493 | 4771.6451 | 111.8235 | 3842.4137 | 1984.6989 | 2002-09-18 | 2520.267 | 2385.2226 | 243.0367 | 925.8733 | 870.6487 | 2002-09-18 | 124.9419 | 429.7699 | 498.1784 | 342.0744 | 2002-09-18 | 3045.4579 | 2594.4651 | 1311.1847 | 7394.0456 | 3905.0454
2002-09-19 | 2791.2227 | 3075.6567 | 956.3246 | 2127.5801 | 707.6234 | 2002-09-19 | 5876.5935 | 4771.6451 | 111.8235 | 3842.4137 | 1984.6989 | 2002-09-19 | 2033.9265 | 2385.2226 | 243.0367 | 925.8733 | 870.6487 | 2002-09-19 | 105.0377 | 429.7699 | 498.1784 | 342.0744 | 2002-09-19 | 2464.7143 | 2594.4651 | 1311.1847 | 7394.0456 | 3905.0454
2002-09-20 | 2791.2227 | 2447.4228 | 956.3246 | 2127.5801 | 707.6234 | 2002-09-20 | 5162.1858 | 4771.6451 | 111.8235 | 3842.4137 | 1984.6989 | 2002-09-20 | 1684.4691 | 2385.2226 | 243.0367 | 925.8733 | 870.6487 | 2002-09-20 | 36.0419 | 429.7699 | 498.1784 | 342.0744 | 2002-09-20 | 2073.3599 | 2594.4651 | 1311.1847 | 7394.0456 | 3905.0454
2002-09-21 | 2390.0722 | 230.635 | 743.808 | 1464.4172 | 449.9629 | 2002-09-21 | 1472.1605 | 248.8514 | 75.5773 | 3065.0285 | 1593.2062 | 2002-09-21 | 19.8105 | 2397.3146 | 164.2593 | 628.3101 | 449.1342 | 2002-09-21 | 0 | 394.7779 | 424.0484 | 287.4269 | 2002-09-21 | 382.8013 | 1357.754 | 983.6445 | 5581.8042 | 2779.7303
2002-09-22 | 2097.571 | 1045.0843 | 743.808 | 927.2297 | 159.5875 | 2002-09-22 | 2638.0294 | 229.7884 | 75.5773 | 2952.6838 | 934.4853 | 2002-09-22 | 919.3016 | 2300.4053 | 164.2593 | 554.8963 | 255.8571 | 2002-09-22 | 524.4364 | 262.5893 | 96.3951 | 243.5655 | 2002-09-22 | 1139.3004 | 1222.5885 | 983.6445 | 4531.2049 | 1593.4954
2002-09-23 | 2791.2227 | 3417.3816 | 956.3246 | 2127.5801 | 707.6234 | 2002-09-23 | 7104.6625 | 4771.6451 | 111.8235 | 3842.4137 | 1984.6989 | 2002-09-23 | 2369.4606 | 2385.2226 | 243.0367 | 925.8733 | 870.6487 | 2002-09-23 | 67.8566 | 429.7699 | 498.1784 | 342.0744 | 2002-09-23 | 2879.8581 | 2594.4651 | 1311.1847 | 7394.0456 | 3905.0454
2002-09-24 | 2791.2227 | 3795.1272 | 956.3246 | 2127.5801 | 707.6234 | 2002-09-24 | 7305.3652 | 4771.6451 | 111.8235 | 3842.4137 | 1984.6989 | 2002-09-24 | 2490.5487 | 2385.2226 | 243.0367 | 925.8733 | 870.6487 | 2002-09-24 | 65.9479 | 429.7699 | 498.1784 | 342.0744 | 2002-09-24 | 3034.8864 | 2594.4651 | 1311.1847 | 7394.0456 | 3905.0454
2002-09-25 | 2791.2227 | 458.3155 | 956.3246 | 2127.5801 | 707.6234 | 2002-09-25 | 707.4571 | 4771.6451 | 111.8235 | 3842.4137 | 1984.6989 | 2002-09-25 | 145.2164 | 2385.2226 | 243.0367 | 925.8733 | 870.6487 | 2002-09-25 | 0 | 429.7699 | 498.1784 | 342.0744 | 2002-09-25 | 291.3309 | 2594.4651 | 1311.1847 | 7394.0456 | 3905.0454
2002-09-26 | 2791.2227 | 137.4459 | 956.3246 | 2127.5801 | 707.6234 | 2002-09-26 | 259.338 | 4771.6451 | 111.8235 | 3842.4137 | 1984.6989 | 2002-09-26 | 27.9712 | 2385.2226 | 243.0367 | 925.8733 | 870.6487 | 2002-09-26 | 0 | 429.7699 | 498.1784 | 342.0744 | 2002-09-26 | 94.39 | 2594.4651 | 1311.1847 | 7394.0456 | 3905.0454
2002-09-27 | 2791.2227 | 632.2219 | 956.3246 | 2127.5801 | 707.6234 | 2002-09-27 | 551.7939 | 4771.6451 | 111.8235 | 3842.4137 | 1984.6989 | 2002-09-27 | 112.0404 | 2385.2226 | 243.0367 | 925.8733 | 870.6487 | 2002-09-27 | 0 | 429.7699 | 498.1784 | 342.0744 | 2002-09-27 | 288.0125 | 2594.4651 | 1311.1847 | 7394.0456 | 3905.0454
2002-09-28 | 2390.0722 | 0.61324 | 743.808 | 1464.4172 | 449.9629 | 2002-09-28 | 185.5457 | 248.8514 | 75.5773 | 3065.0285 | 1593.2062 | 2002-09-28 | 0 | 2397.3146 | 164.2593 | 628.3101 | 449.1342 | 2002-09-28 | 0 | 394.7779 | 424.0484 | 287.4269 | 2002-09-28 | 41.3686 | 1357.754 | 983.6445 | 5581.8042 | 2779.7303
2002-09-29 | 2097.571 | 7.0134 | 743.808 | 927.2297 | 159.5875 | 2002-09-29 | 139.4301 | 229.7884 | 75.5773 | 2952.6838 | 934.4853 | 2002-09-29 | 0 | 2300.4053 | 164.2593 | 554.8963 | 255.8571 | 2002-09-29 | 0 | 262.5893 | 96.3951 | 243.5655 | 2002-09-29 | 32.543 | 1222.5885 | 983.6445 | 4531.2049 | 1593.4954
2002-09-30 | 2791.2227 | 568.0574 | 956.3246 | 2127.5801 | 707.6234 | 2002-09-30 | 896.4427 | 4771.6451 | 111.8235 | 3842.4137 | 1984.6989 | 2002-09-30 | 140.4352 | 2385.2226 | 243.0367 | 925.8733 | 870.6487 | 2002-09-30 | 0 | 429.7699 | 498.1784 | 342.0744 | 2002-09-30 | 356.6523 | 2594.4651 | 1311.1847 | 7394.0456 | 3905.0454
2002-10-01 | 2795.2877 | 1085.9011 | 956.3246 | 2127.5801 | 707.6234 | 2002-10-01 | 2025.1251 | 4876.406 | 111.8235 | 3842.4137 | 1984.6989 | 2002-10-01 | 727.5503 | 2386.9489 | 243.0367 | 925.8733 | 870.6487 | 2002-10-01 | 0.61945 | 429.7699 | 498.1784 | 342.0744 | 2002-10-01 | 853.1547 | 2622.1032 | 1311.1847 | 7394.0456 | 3905.0454
2002-10-02 | 2792.8854 | 1164.6936 | 956.3246 | 2127.5801 | 707.6234 | 2002-10-02 | 2004.1015 | 4866.3934 | 111.8235 | 3842.4137 | 1984.6989 | 2002-10-02 | 739.8475 | 2386.4672 | 243.0367 | 925.8733 | 870.6487 | 2002-10-02 | 1.4443 | 429.7699 | 498.1784 | 342.0744 | 2002-10-02 | 868.9082 | 2618.879 | 1311.1847 | 7394.0456 | 3905.0454
2002-10-03 | 2791.2227 | 659.4588 | 956.3246 | 2127.5801 | 707.6234 | 2002-10-03 | 2043.6292 | 4771.6451 | 111.8235 | 3842.4137 | 1984.6989 | 2002-10-03 | 486.8183 | 2385.2226 | 243.0367 | 925.8733 | 870.6487 | 2002-10-03 | 0.17258 | 429.7699 | 498.1784 | 342.0744 | 2002-10-03 | 708.9064 | 2594.4651 | 1311.1847 | 7394.0456 | 3905.0454
2002-10-04 | 2795.1983 | 56.1918 | 956.3246 | 2127.5801 | 707.6234 | 2002-10-04 | 112.5768 | 4861.5745 | 111.8235 | 3842.4137 | 1984.6989 | 2002-10-04 | 0.75695 | 2385.5146 | 243.0367 | 925.8733 | 870.6487 | 2002-10-04 | 0 | 429.7699 | 498.1784 | 342.0744 | 2002-10-04 | 37.6723 | 2618.0144 | 1311.1847 | 7394.0456 | 3905.0454
2002-10-05 | 2549.1165 | 49.2318 | 743.808 | 1464.4172 | 449.9629 | 2002-10-05 | 62.9558 | 887.1308 | 75.5773 | 3065.0285 | 1593.2062 | 2002-10-05 | 0 | 2473.378 | 164.2593 | 628.3101 | 449.1342 | 2002-10-05 | 0 | 417.6396 | 424.0484 | 287.4269 | 2002-10-05 | 24.9306 | 1581.8162 | 983.6445 | 5581.8042 | 2779.7303
2002-10-06 | 2194.3367 | 307.8199 | 743.808 | 927.2297 | 159.5875 | 2002-10-06 | 735.2416 | 535.0903 | 75.5773 | 2952.6838 | 934.4853 | 2002-10-06 | 193.0551 | 2378.4248 | 164.2593 | 554.8963 | 255.8571 | 2002-10-06 | 10.0912 | 262.5893 | 96.3951 | 243.5655 | 2002-10-06 | 276.9351 | 1342.6103 | 983.6445 | 4531.2049 | 1593.4954
2002-10-07 | 2794.1407 | 290.2524 | 956.3246 | 2127.5801 | 707.6234 | 2002-10-07 | 361.6675 | 4774.719 | 111.8235 | 3842.4137 | 1984.6989 | 2002-10-07 | 65.8339 | 2387.998 | 243.0367 | 925.8733 | 870.6487 | 2002-10-07 | 0 | 429.7699 | 498.1784 | 342.0744 | 2002-10-07 | 159.5008 | 2596.6569 | 1311.1847 | 7394.0456 | 3905.0454
2002-10-08 | 2791.2295 | 125.7673 | 956.3246 | 2127.5801 | 707.6234 | 2002-10-08 | 193.6771 | 4771.7117 | 111.8235 | 3842.4137 | 1984.6989 | 2002-10-08 | 4.7171 | 2385.2226 | 243.0367 | 925.8733 | 870.6487 | 2002-10-08 | 0 | 429.7699 | 498.1784 | 342.0744 | 2002-10-08 | 72.0359 | 2594.4834 | 1311.1847 | 7394.0456 | 3905.0454
2002-10-09 | 2791.2351 | 342.3449 | 956.3246 | 2127.5801 | 707.6234 | 2002-10-09 | 345.4827 | 4771.6451 | 111.8235 | 3842.4137 | 1984.6989 | 2002-10-09 | 31.3788 | 2385.2226 | 243.0367 | 925.8733 | 870.6487 | 2002-10-09 | 0 | 429.7699 | 498.1784 | 342.0744 | 2002-10-09 | 159.8236 | 2594.4682 | 1311.1847 | 7394.0456 | 3905.0454
2002-10-10 | 2791.9423 | 47.9366 | 956.3246 | 2127.5801 | 707.6234 | 2002-10-10 | 147.9171 | 4777.1102 | 111.8235 | 3842.4137 | 1984.6989 | 2002-10-10 | 1.7849 | 2385.6264 | 243.0367 | 925.8733 | 870.6487 | 2002-10-10 | 0 | 429.7699 | 498.1784 | 342.0744 | 2002-10-10 | 43.9197 | 2596.1122 | 1311.1847 | 7394.0456 | 3905.0454
2002-10-11 | 2792.6183 | 92.9258 | 956.3246 | 2127.5801 | 707.6234 | 2002-10-11 | 142.1642 | 4777.645 | 111.8235 | 3842.4137 | 1984.6989 | 2002-10-11 | 10.8703 | 2386.1077 | 243.0367 | 925.8733 | 870.6487 | 2002-10-11 | 0 | 429.7699 | 498.1784 | 342.0744 | 2002-10-11 | 54.6578 | 2596.5352 | 1311.1847 | 7394.0456 | 3905.0454
2002-10-12 | 2397.7253 | 181.2136 | 743.808 | 1464.4172 | 449.9629 | 2002-10-12 | 675.2778 | 331.2311 | 75.5773 | 3065.0285 | 1593.2062 | 2002-10-12 | 67.9861 | 2402.2628 | 164.2593 | 628.3101 | 449.1342 | 2002-10-12 | 0 | 394.7779 | 424.0484 | 287.4269 | 2002-10-12 | 205.4394 | 1381.4993 | 983.6445 | 5581.8042 | 2779.7303
2002-10-13 | 2097.6468 | 259.9371 | 743.808 | 927.2297 | 159.5875 | 2002-10-13 | 980.4638 | 267.7565 | 75.5773 | 2952.6838 | 934.4853 | 2002-10-13 | 111.4139 | 2301.6702 | 164.2593 | 554.8963 | 255.8571 | 2002-10-13 | 0 | 262.5893 | 96.3951 | 243.5655 | 2002-10-13 | 300.4033 | 1232.4157 | 983.6445 | 4531.2049 | 1593.4954
2002-10-14 | 2791.2227 | 1707.6617 | 956.3246 | 2127.5801 | 707.6234 | 2002-10-14 | 3981.8899 | 4771.6451 | 111.8235 | 3842.4137 | 1984.6989 | 2002-10-14 | 1362.1632 | 2385.2226 | 243.0367 | 925.8733 | 870.6487 | 2002-10-14 | 21.3963 | 429.7699 | 498.1784 | 342.0744 | 2002-10-14 | 1571.8025 | 2594.4651 | 1311.1847 | 7394.0456 | 3905.0454
2002-10-15 | 2791.2227 | 4087.9442 | 956.3246 | 2127.5801 | 707.6234 | 2002-10-15 | 7214.4081 | 4771.6451 | 111.8235 | 3842.4137 | 1984.6989 | 2002-10-15 | 2673.6959 | 2385.2226 | 243.0367 | 925.8733 | 870.6487 | 2002-10-15 | 82.3572 | 429.7699 | 498.1784 | 342.0744 | 2002-10-15 | 3124.0901 | 2594.4651 | 1311.1847 | 7394.0456 | 3905.0454
2002-10-16 | 2791.2227 | 77.6245 | 956.3246 | 2127.5801 | 707.6234 | 2002-10-16 | 357.266 | 4771.6451 | 111.8235 | 3842.4137 | 1984.6989 | 2002-10-16 | 11.8802 | 2385.2226 | 243.0367 | 925.8733 | 870.6487 | 2002-10-16 | 0 | 429.7699 | 498.1784 | 342.0744 | 2002-10-16 | 99.2824 | 2594.4651 | 1311.1847 | 7394.0456 | 3905.0454
2002-10-17 | 2916.8968 | 4.1503e-15 | 956.3246 | 2127.5801 | 707.6234 | 2002-10-17 | 44.9803 | 5884.3559 | 111.8235 | 3842.4137 | 1984.6989 | 2002-10-17 | 0.17579 | 2395.3932 | 243.0367 | 925.8733 | 870.6487 | 2002-10-17 | 0 | 429.7699 | 498.1784 | 342.0744 | 2002-10-17 | 10.0347 | 2906.604 | 1311.1847 | 7394.0456 | 3905.0454
2002-10-18 | 2855.1293 | 4.6425 | 956.3246 | 2127.5801 | 707.6234 | 2002-10-18 | 39.4174 | 5324.9817 | 111.8235 | 3842.4137 | 1984.6989 | 2002-10-18 | 0.32541 | 2421.7599 | 243.0367 | 925.8733 | 870.6487 | 2002-10-18 | 0 | 429.7699 | 498.1784 | 342.0744 | 2002-10-18 | 9.8634 | 2757.9102 | 1311.1847 | 7394.0456 | 3905.0454
2002-10-19 | 4194.6767 | 4.4951e-15 | 743.808 | 1464.4172 | 449.9629 | 2002-10-19 | 0 | 4346.4848 | 75.5773 | 3065.0285 | 1593.2062 | 2002-10-19 | 0 | 2827.1274 | 164.2593 | 628.3101 | 449.1342 | 2002-10-19 | 0 | 552.9207 | 424.0484 | 287.4269 | 2002-10-19 | 9.989e-16 | 2980.3024 | 983.6445 | 5581.8042 | 2779.7303
2002-10-20 | 3502.3497 | 2.9561e-05 | 743.808 | 927.2297 | 159.5875 | 2002-10-20 | 0 | 3920.7358 | 75.5773 | 2952.6838 | 934.4853 | 2002-10-20 | 0 | 3159.6455 | 164.2593 | 554.8963 | 255.8571 | 2002-10-20 | 0 | 262.5893 | 96.3951 | 243.5655 | 2002-10-20 | 6.5692e-06 | 2711.3301 | 983.6445 | 4531.2049 | 1593.4954
2002-10-21 | 5553.8478 | 0.00012441 | 956.3246 | 2127.5801 | 707.6234 | 2002-10-21 | 14.1906 | 11906.6249 | 111.8235 | 3842.4137 | 1984.6989 | 2002-10-21 | 0.14724 | 3508.3513 | 243.0367 | 925.8733 | 870.6487 | 2002-10-21 | 0 | 1278.9713 | 498.1784 | 342.0744 | 2002-10-21 | 3.3344 | 5561.9488 | 1311.1847 | 7394.0456 | 3905.0454
2002-10-22 | 4674.0544 | 0.00013561 | 956.3246 | 2127.5801 | 707.6234 | 2002-10-22 | 21.4299 | 9600.1897 | 111.8235 | 3842.4137 | 1984.6989 | 2002-10-22 | 0.047568 | 3212.0158 | 243.0367 | 925.8733 | 870.6487 | 2002-10-22 | 0 | 1020.7577 | 498.1784 | 342.0744 | 2002-10-22 | 4.9948 | 4626.7544 | 1311.1847 | 7394.0456 | 3905.0454
2002-10-23 | 4224.9699 | 46.3628 | 956.3246 | 2127.5801 | 707.6234 | 2002-10-23 | 30.6635 | 8401.9316 | 111.8235 | 3842.4137 | 1984.6989 | 2002-10-23 | 0.83329 | 3111.4101 | 243.0367 | 925.8733 | 870.6487 | 2002-10-23 | 0 | 924.6925 | 498.1784 | 342.0744 | 2002-10-23 | 18.1069 | 4165.751 | 1311.1847 | 7394.0456 | 3905.0454
2002-10-24 | 3734.4097 | 5.923 | 956.3246 | 2127.5801 | 707.6234 | 2002-10-24 | 33.3707 | 7320.4805 | 111.8235 | 3842.4137 | 1984.6989 | 2002-10-24 | 0.25823 | 2740.1466 | 243.0367 | 780.9578 | 637.3708 | 2002-10-24 | 0 | 723.0515 | 498.1784 | 342.0744 | 2002-10-24 | 9.1981 | 3629.522 | 1311.1847 | 7249.13 | 3671.7675
2002-10-25 | 3517.6958 | 56.4897 | 956.3246 | 2127.5801 | 707.6234 | 2002-10-25 | 44.0064 | 6900.7082 | 111.8235 | 3842.4137 | 1984.6989 | 2002-10-25 | 1.8869 | 2651.6908 | 243.0367 | 780.9578 | 637.3708 | 2002-10-25 | 0 | 647.4692 | 498.1784 | 342.0744 | 2002-10-25 | 23.81 | 3429.391 | 1311.1847 | 7249.13 | 3671.7675
2002-10-26 | 2693.7496 | 1.3292e-07 | 743.808 | 1464.4172 | 449.9629 | 2002-10-26 | 3.4378 | 929.3146 | 75.5773 | 3065.0285 | 1593.2062 | 2002-10-26 | 1.6796e-16 | 2540.2723 | 164.2593 | 628.3101 | 449.1342 | 2002-10-26 | 0 | 500.0154 | 424.0484 | 287.4269 | 2002-10-26 | 0.79948 | 1665.838 | 983.6445 | 5581.8042 | 2779.7303
2002-10-27 | 2333.7943 | 0 | 743.808 | 927.2297 | 159.5875 | 2002-10-27 | 1.2755 | 670.6135 | 75.5773 | 2952.6838 | 934.4853 | 2002-10-27 | 0 | 2450.1695 | 164.2593 | 554.8963 | 255.8571 | 2002-10-27 | 0 | 262.5893 | 96.3951 | 243.5655 | 2002-10-27 | 0.29663 | 1429.2917 | 983.6445 | 4531.2049 | 1593.4954
2002-10-28 | 3477.953 | 4.9603 | 956.3246 | 2127.5801 | 707.6234 | 2002-10-28 | 33.4036 | 6798.5642 | 111.8235 | 3842.4137 | 1984.6989 | 2002-10-28 | 0.44076 | 2509.2094 | 243.0367 | 780.9578 | 637.3708 | 2002-10-28 | 0 | 525.5163 | 498.1784 | 342.0744 | 2002-10-28 | 9.0243 | 3327.8107 | 1311.1847 | 7249.13 | 3671.7675
2002-10-29 | 3809.2068 | 0.00010447 | 956.3246 | 2127.5801 | 707.6234 | 2002-10-29 | 22.1488 | 8338.1657 | 111.8235 | 3842.4137 | 1984.6989 | 2002-10-29 | 0.00057015 | 2590.8121 | 243.0367 | 780.9578 | 637.3708 | 2002-10-29 | 0 | 546.7926 | 498.1784 | 342.0744 | 2002-10-29 | 5.1511 | 3821.2443 | 1311.1847 | 7249.13 | 3671.7675
2002-10-30 | 4442.3671 | 1.8813e-05 | 956.3246 | 2127.5801 | 707.6234 | 2002-10-30 | 20.0182 | 9485.2292 | 111.8235 | 3842.4137 | 1984.6989 | 2002-10-30 | 0.028419 | 3025.7057 | 243.0367 | 780.9578 | 637.3708 | 2002-10-30 | 0 | 849.9017 | 498.1784 | 342.0744 | 2002-10-30 | 4.662 | 4450.8009 | 1311.1847 | 7249.13 | 3671.7675
2002-10-31 | 4245.0779 | 18.7793 | 956.3246 | 2127.5801 | 707.6234 | 2002-10-31 | 26.4088 | 8792.7372 | 111.8235 | 3842.4137 | 1984.6989 | 2002-10-31 | 0.2635 | 3141.1758 | 243.0367 | 925.8733 | 870.6487 | 2002-10-31 | 0 | 885.8346 | 498.1784 | 342.0744 | 2002-10-31 | 10.5702 | 4266.2064 | 1311.1847 | 7394.0456 | 3905.0454
2002-11-01 | 5439.6593 | 0.001818 | 956.3246 | 2127.5801 | 707.6234 | 2002-11-01 | 8.6012 | 14515.9765 | 111.8235 | 3842.4137 | 1984.6989 | 2002-11-01 | 0.0013966 | 3027.0926 | 243.0367 | 925.8733 | 870.6487 | 2002-11-01 | 0 | 875.4152 | 498.1784 | 342.0744 | 2002-11-01 | 2.001 | 5964.5359 | 1311.1847 | 7394.0456 | 3905.0454
2002-11-02 | 4524.9332 | 0.00022732 | 743.808 | 1464.4172 | 449.9629 | 2002-11-02 | 0 | 4233.9196 | 75.5773 | 3065.0285 | 1593.2062 | 2002-11-02 | 5.6069e-17 | 3117.2795 | 164.2593 | 628.3101 | 449.1342 | 2002-11-02 | 0 | 1008.8099 | 424.0484 | 287.4269 | 2002-11-02 | 5.2866e-05 | 3221.2356 | 983.6445 | 5581.8042 | 2779.7303
2002-11-03 | 3277.7697 | 0.0001558 | 743.808 | 927.2297 | 159.5875 | 2002-11-03 | 0 | 2467.2516 | 75.5773 | 2952.6838 | 934.4853 | 2002-11-03 | 2.9989e-17 | 2988.1335 | 164.2593 | 554.8963 | 255.8571 | 2002-11-03 | 0 | 266.2929 | 96.3951 | 243.5655 | 2002-11-03 | 3.6232e-05 | 2249.8619 | 983.6445 | 4531.2049 | 1593.4954
2002-11-04 | 5072.6796 | 0.00014899 | 956.3246 | 2127.5801 | 707.6234 | 2002-11-04 | 16.0173 | 11076.1915 | 111.8235 | 3842.4137 | 1984.6989 | 2002-11-04 | 0.00095569 | 3184.4756 | 243.0367 | 925.8733 | 870.6487 | 2002-11-04 | 0 | 1052.8492 | 498.1784 | 342.0744 | 2002-11-04 | 3.7252 | 5096.549 | 1311.1847 | 7394.0456 | 3905.0454
2002-11-05 | 3627.1314 | 7.0447e-15 | 956.3246 | 2127.5801 | 707.6234 | 2002-11-05 | 27.3085 | 7341.5057 | 111.8235 | 3842.4137 | 1984.6989 | 2002-11-05 | 4.393e-15 | 2682.7193 | 243.0367 | 925.8733 | 870.6487 | 2002-11-05 | 0 | 625.8791 | 498.1784 | 342.0744 | 2002-11-05 | 6.3508 | 3569.3089 | 1311.1847 | 7394.0456 | 3905.0454
2002-11-06 | 3250.1078 | 2.7513 | 956.3246 | 2127.5801 | 707.6234 | 2002-11-06 | 40.0582 | 6308.8137 | 111.8235 | 3842.4137 | 1984.6989 | 2002-11-06 | 0.41141 | 2568.4249 | 243.0367 | 925.8733 | 870.6487 | 2002-11-06 | 0 | 524.286 | 498.1784 | 342.0744 | 2002-11-06 | 10.0514 | 3162.9081 | 1311.1847 | 7394.0456 | 3905.0454
2002-11-07 | 2932.3479 | 36.7531 | 956.3246 | 2127.5801 | 707.6234 | 2002-11-07 | 52.6738 | 5406.2884 | 111.8235 | 3842.4137 | 1984.6989 | 2002-11-07 | 0.4891 | 2456.136 | 243.0367 | 925.8733 | 870.6487 | 2002-11-07 | 0 | 457.8185 | 498.1784 | 342.0744 | 2002-11-07 | 20.9107 | 2813.1477 | 1311.1847 | 7394.0456 | 3905.0454
2002-11-08 | 3506.5971 | 7.2729e-15 | 956.3246 | 2127.5801 | 707.6234 | 2002-11-08 | 26.4406 | 8089.3849 | 111.8235 | 3842.4137 | 1984.6989 | 2002-11-08 | 2.6286e-15 | 2466.9522 | 243.0367 | 925.8733 | 870.6487 | 2002-11-08 | 0 | 462.9176 | 498.1784 | 342.0744 | 2002-11-08 | 6.149 | 3631.463 | 1311.1847 | 7394.0456 | 3905.0454
2002-11-09 | 3459.653 | 8.5008e-05 | 743.808 | 1464.4172 | 449.9629 | 2002-11-09 | 0.23057 | 2245.4265 | 75.5773 | 3065.0285 | 1593.2062 | 2002-11-09 | 7.7763e-17 | 2641.6786 | 164.2593 | 628.3101 | 449.1342 | 2002-11-09 | 0 | 555.1728 | 424.0484 | 287.4269 | 2002-11-09 | 0.053641 | 2225.4827 | 983.6445 | 5581.8042 | 2779.7303
2002-11-10 | 2732.8103 | 5.4677e-05 | 743.808 | 927.2297 | 159.5875 | 2002-11-10 | 0 | 1493.858 | 75.5773 | 2952.6838 | 934.4853 | 2002-11-10 | 2.5001e-17 | 2653.4985 | 164.2593 | 554.8963 | 255.8571 | 2002-11-10 | 0 | 262.5893 | 96.3951 | 243.5655 | 2002-11-10 | 1.2716e-05 | 1785.689 | 983.6445 | 4531.2049 | 1593.4954
2002-11-11 | 4297.3368 | 3.5761e-15 | 956.3246 | 2127.5801 | 707.6234 | 2002-11-11 | 24.3833 | 10117.2828 | 111.8235 | 3842.4137 | 1984.6989 | 2002-11-11 | 1.2021e-15 | 2684.2101 | 243.0367 | 925.8733 | 870.6487 | 2002-11-11 | 0 | 583.2222 | 498.1784 | 342.0744 | 2002-11-11 | 5.6705 | 4420.513 | 1311.1847 | 7394.0456 | 3905.0454
2002-11-12 | 4400.6728 | 0.00018207 | 956.3246 | 2127.5801 | 707.6234 | 2002-11-12 | 17.7448 | 9720.6773 | 111.8235 | 3842.4137 | 1984.6989 | 2002-11-12 | 0.00081741 | 2894.7913 | 243.0367 | 925.8733 | 870.6487 | 2002-11-12 | 0 | 797.2175 | 498.1784 | 342.0744 | 2002-11-12 | 4.1269 | 4453.3397 | 1311.1847 | 7394.0456 | 3905.0454
2002-11-13 | 4028.8157 | 8.882e-05 | 956.3246 | 2127.5801 | 707.6234 | 2002-11-13 | 22.0032 | 8509.8855 | 111.8235 | 3842.4137 | 1984.6989 | 2002-11-13 | 0.00081084 | 2883.7312 | 243.0367 | 925.8733 | 870.6487 | 2002-11-13 | 0 | 750.0507 | 498.1784 | 342.0744 | 2002-11-13 | 5.1172 | 4043.1208 | 1311.1847 | 7394.0456 | 3905.0454
2002-11-14 | 3708.4925 | 5.7512e-05 | 956.3246 | 2127.5801 | 707.6234 | 2002-11-14 | 27.7135 | 7699.7115 | 111.8235 | 3842.4137 | 1984.6989 | 2002-11-14 | 0.14173 | 2739.2856 | 243.0367 | 925.8733 | 870.6487 | 2002-11-14 | 0 | 689.5122 | 498.1784 | 342.0744 | 2002-11-14 | 6.478 | 3709.2504 | 1311.1847 | 7394.0456 | 3905.0454
2002-11-15 | 5931.1201 | 0.01288 | 956.3246 | 2127.5801 | 707.6234 | 2002-11-15 | 6.5041 | 16791.4252 | 111.8235 | 3842.4137 | 1984.6989 | 2002-11-15 | 0.0033931 | 3037.3703 | 243.0367 | 925.8733 | 870.6487 | 2002-11-15 | 0 | 1059.0854 | 498.1784 | 342.0744 | 2002-11-15 | 1.5164 | 6704.7503 | 1311.1847 | 7394.0456 | 3905.0454
2002-11-16 | 7126.59 | 0.00019213 | 743.808 | 1464.4172 | 449.9629 | 2002-11-16 | 0 | 10673.7261 | 75.5773 | 3065.0285 | 1593.2062 | 2002-11-16 | 6.7298e-05 | 3951.1512 | 164.2593 | 628.3101 | 449.1342 | 2002-11-16 | 0 | 1959.0461 | 424.0484 | 287.4269 | 2002-11-16 | 6.0332e-05 | 5927.6284 | 983.6445 | 5581.8042 | 2779.7303
2002-11-17 | 5020.0039 | 5.6835e-05 | 743.808 | 927.2297 | 159.5875 | 2002-11-17 | 0 | 8706.752 | 75.5773 | 2952.6838 | 934.4853 | 2002-11-17 | 0 | 4348.7701 | 164.2593 | 554.8963 | 255.8571 | 2002-11-17 | 0 | 364.3084 | 96.3951 | 243.5655 | 2002-11-17 | 1.3217e-05 | 4609.9586 | 983.6445 | 4531.2049 | 1593.4954
2002-11-18 | 7970.0196 | 0.0032342 | 956.3246 | 2127.5801 | 707.6234 | 2002-11-18 | 0.77661 | 18548.3912 | 111.8235 | 3842.4137 | 1984.6989 | 2002-11-18 | 0.0010746 | 4502.4312 | 243.0367 | 925.8733 | 870.6487 | 2002-11-18 | 0 | 2703.5223 | 498.1784 | 342.0744 | 2002-11-18 | 0.18161 | 8431.0911 | 1311.1847 | 7394.0456 | 3905.0454
2002-11-19 | 6417.128 | 0.0011288 | 956.3246 | 2127.5801 | 707.6234 | 2002-11-19 | 6.6738 | 15213.4859 | 111.8235 | 3842.4137 | 1984.6989 | 2002-11-19 | 0.00053858 | 3822.8621 | 243.0367 | 925.8733 | 870.6487 | 2002-11-19 | 0 | 1642.8622 | 498.1784 | 342.0744 | 2002-11-19 | 1.5524 | 6774.0846 | 1311.1847 | 7394.0456 | 3905.0454
2002-11-20 | 5910.2452 | 0.00015509 | 956.3246 | 2127.5801 | 707.6234 | 2002-11-20 | 8.1152 | 13587.0181 | 111.8235 | 3842.4137 | 1984.6989 | 2002-11-20 | 0.0002933 | 3679.8449 | 243.0367 | 925.8733 | 870.6487 | 2002-11-20 | 0 | 1465.104 | 498.1784 | 342.0744 | 2002-11-20 | 1.8874 | 6160.553 | 1311.1847 | 7394.0456 | 3905.0454
2002-11-21 | 5106.2006 | 0.4191 | 956.3246 | 2127.5801 | 707.6234 | 2002-11-21 | 16.7177 | 10838.652 | 111.8235 | 3842.4137 | 1984.6989 | 2002-11-21 | 1.3384e-06 | 3489.7425 | 243.0367 | 925.8733 | 870.6487 | 2002-11-21 | 0 | 1269.2127 | 498.1784 | 342.0744 | 2002-11-21 | 3.9853 | 5175.9519 | 1311.1847 | 7394.0456 | 3905.0454
2002-11-22 | 5468.3441 | 0.00022581 | 956.3246 | 2127.5801 | 707.6234 | 2002-11-22 | 11.0119 | 14163.3141 | 111.8235 | 3842.4137 | 1984.6989 | 2002-11-22 | 0.00088942 | 3220.9425 | 243.0367 | 925.8733 | 870.6487 | 2002-11-22 | 0 | 1181.896 | 498.1784 | 342.0744 | 2002-11-22 | 2.5612 | 6008.6242 | 1311.1847 | 7394.0456 | 3905.0454
2002-11-23 | 3992.8149 | 0.00030284 | 743.808 | 1464.4172 | 449.9629 | 2002-11-23 | 0 | 3200.4855 | 75.5773 | 3065.0285 | 1593.2062 | 2002-11-23 | 0 | 2979.1311 | 164.2593 | 628.3101 | 449.1342 | 2002-11-23 | 0 | 944.5876 | 424.0484 | 287.4269 | 2002-11-23 | 7.0429e-05 | 2779.2548 | 983.6445 | 5581.8042 | 2779.7303
2002-11-24 | 2596.9387 | 2.1668e-15 | 743.808 | 927.2297 | 159.5875 | 2002-11-24 | 0 | 1360.4909 | 75.5773 | 2952.6838 | 934.4853 | 2002-11-24 | 0 | 2588.5638 | 164.2593 | 554.8963 | 255.8571 | 2002-11-24 | 0 | 262.5893 | 96.3951 | 243.5655 | 2002-11-24 | 5.0391e-16 | 1702.1457 | 983.6445 | 4531.2049 | 1593.4954
2002-11-25 | 6346.2302 | 0.0039968 | 956.3246 | 2127.5801 | 707.6234 | 2002-11-25 | 3.3558 | 16695.3176 | 111.8235 | 3842.4137 | 1984.6989 | 2002-11-25 | 0.0032617 | 3361.7455 | 243.0367 | 925.8733 | 870.6487 | 2002-11-25 | 0 | 1229.7439 | 498.1784 | 342.0744 | 2002-11-25 | 0.7821 | 6908.2593 | 1311.1847 | 7394.0456 | 3905.0454
2002-11-26 | 9559.8488 | 0.0036225 | 956.3246 | 2127.5801 | 707.6234 | 2002-11-26 | 0 | 24307.6122 | 111.8235 | 3842.4137 | 1984.6989 | 2002-11-26 | 0.001283 | 4948.3073 | 243.0367 | 925.8733 | 870.6487 | 2002-11-26 | 0 | 2854.089 | 498.1784 | 342.0744 | 2002-11-26 | 0.0011408 | 10417.4643 | 1311.1847 | 7394.0456 | 3905.0454
2002-11-27 | 12464.3149 | 0.0014816 | 956.3246 | 2127.5801 | 707.6234 | 2002-11-27 | 0 | 28600.163 | 111.8235 | 3842.4137 | 1984.6989 | 2002-11-27 | 9.4965e-05 | 6891.0189 | 243.0367 | 925.8733 | 870.6487 | 2002-11-27 | 0 | 4622.3127 | 498.1784 | 342.0744 | 2002-11-27 | 0.00036663 | 13144.4524 | 1311.1847 | 7394.0456 | 3905.0454
2002-11-28 | 10725.7487 | 0.0039342 | 956.3246 | 2127.5801 | 707.6234 | 2002-11-28 | 0 | 26386.8704 | 111.8235 | 3842.4137 | 1984.6989 | 2002-11-28 | 9.8914e-05 | 5751.2601 | 243.0367 | 925.8733 | 870.6487 | 2002-11-28 | 0 | 3475.4694 | 498.1784 | 342.0744 | 2002-11-28 | 0.00093793 | 11584.8371 | 1311.1847 | 7394.0456 | 3905.0454
2002-11-29 | 9737.2869 | 0.0070976 | 956.3246 | 2127.5801 | 707.6234 | 2002-11-29 | 0 | 23969.4916 | 111.8235 | 3842.4137 | 1984.6989 | 2002-11-29 | 0.0012886 | 5331.0282 | 243.0367 | 925.8733 | 870.6487 | 2002-11-29 | 0 | 3065.8277 | 498.1784 | 342.0744 | 2002-11-29 | 0.0019503 | 10525.9086 | 1311.1847 | 7394.0456 | 3905.0454
2002-11-30 | 7612.7313 | 0.00034263 | 743.808 | 1464.4172 | 449.9629 | 2002-11-30 | 0 | 11598.0645 | 75.5773 | 3065.0285 | 1593.2062 | 2002-11-30 | 3.5869e-05 | 4495.8929 | 164.2593 | 628.3101 | 449.1342 | 2002-11-30 | 0 | 2582.081 | 424.0484 | 287.4269 | 2002-11-30 | 8.8023e-05 | 6572.1924 | 983.6445 | 5581.8042 | 2779.7303
2002-12-01 | 4853.4114 | 6.2469e-05 | 743.808 | 927.2297 | 159.5875 | 2002-12-01 | 0 | 7535.7765 | 75.5773 | 2952.6838 | 934.4853 | 2002-12-01 | 4.2194e-06 | 4059.0484 | 164.2593 | 554.8963 | 255.8571 | 2002-12-01 | 0 | 377.1378 | 96.3951 | 243.5655 | 2002-12-01 | 1.5509e-05 | 4206.3435 | 983.6445 | 4531.2049 | 1593.4954
2002-12-02 | 8544.4347 | 0.0024238 | 956.3246 | 2127.5801 | 707.6234 | 2002-12-02 | 2.087 | 20092.2057 | 111.8235 | 3842.4137 | 1984.6989 | 2002-12-02 | 0.00059994 | 4685.2787 | 243.0367 | 925.8733 | 870.6487 | 2002-12-02 | 0 | 2790.0464 | 498.1784 | 342.0744 | 2002-12-02 | 0.48605 | 9027.9914 | 1311.1847 | 7394.0456 | 3905.0454
2002-12-03 | 6832.0999 | 0.0018091 | 956.3246 | 2127.5801 | 707.6234 | 2002-12-03 | 3.8202 | 16960.2657 | 111.8235 | 3842.4137 | 1984.6989 | 2002-12-03 | 0.00074064 | 3906.9951 | 243.0367 | 925.8733 | 870.6487 | 2002-12-03 | 0 | 1773.1553 | 498.1784 | 342.0744 | 2002-12-03 | 0.889 | 7368.129 | 1311.1847 | 7394.0456 | 3905.0454
2002-12-04 | 5474.8936 | 0.00041655 | 956.3246 | 2127.5801 | 707.6234 | 2002-12-04 | 11.3212 | 13186.1528 | 111.8235 | 3842.4137 | 1984.6989 | 2002-12-04 | 0.0007578 | 3380.0909 | 243.0367 | 925.8733 | 870.6487 | 2002-12-04 | 0 | 1224.4709 | 498.1784 | 342.0744 | 2002-12-04 | 2.6331 | 5816.402 | 1311.1847 | 7394.0456 | 3905.0454
2002-12-05 | 6804.1237 | 0.0056605 | 956.3246 | 2127.5801 | 707.6234 | 2002-12-05 | 2.7733 | 17816.8574 | 111.8235 | 3842.4137 | 1984.6989 | 2002-12-05 | 0.0026323 | 3667.7777 | 243.0367 | 925.8733 | 870.6487 | 2002-12-05 | 0 | 1716.1409 | 498.1784 | 342.0744 | 2002-12-05 | 0.64688 | 7501.2249 | 1311.1847 | 7394.0456 | 3905.0454
2002-12-06 | 8580.1308 | 0.0081968 | 956.3246 | 2127.5801 | 707.6234 | 2002-12-06 | 0 | 21431.1638 | 111.8235 | 3842.4137 | 1984.6989 | 2002-12-06 | 0.0027583 | 4680.0355 | 243.0367 | 925.8733 | 870.6487 | 2002-12-06 | 0 | 2604.2184 | 498.1784 | 342.0744 | 2002-12-06 | 0.0025477 | 9323.8871 | 1311.1847 | 7394.0456 | 3905.0454
2002-12-07 | 8944.5741 | 0.00053081 | 743.808 | 1464.4172 | 449.9629 | 2002-12-07 | 0 | 14675.5951 | 75.5773 | 3065.0285 | 1593.2062 | 2002-12-07 | 3.9449e-05 | 4888.2083 | 164.2593 | 628.3101 | 449.1342 | 2002-12-07 | 0 | 3161.3863 | 424.0484 | 287.4269 | 2002-12-07 | 0.00013262 | 7917.441 | 983.6445 | 5581.8042 | 2779.7303
2002-12-08 | 5899.0463 | 0.00017814 | 743.808 | 927.2297 | 159.5875 | 2002-12-08 | 0 | 10616.3991 | 75.5773 | 2952.6838 | 934.4853 | 2002-12-08 | 0 | 4914.6632 | 164.2593 | 554.8963 | 255.8571 | 2002-12-08 | 0 | 465.2189 | 96.3951 | 243.5655 | 2002-12-08 | 4.1428e-05 | 5473.8319 | 983.6445 | 4531.2049 | 1593.4954
2002-12-09 | 12642.0521 | 0.00057479 | 956.3246 | 2127.5801 | 707.6234 | 2002-12-09 | 0 | 28336.0756 | 111.8235 | 3842.4137 | 1984.6989 | 2002-12-09 | 0 | 7030.4314 | 243.0367 | 925.8733 | 870.6487 | 2002-12-09 | 0 | 5251.6138 | 498.1784 | 342.0744 | 2002-12-09 | 0.00013367 | 13315.0432 | 1311.1847 | 7394.0456 | 3905.0454
2002-12-10 | 10356.8546 | 0.001956 | 956.3246 | 2127.5801 | 707.6234 | 2002-12-10 | 0 | 25295.2629 | 111.8235 | 3842.4137 | 1984.6989 | 2002-12-10 | 3.6406e-05 | 5826.8472 | 243.0367 | 925.8733 | 870.6487 | 2002-12-10 | 0 | 3692.612 | 498.1784 | 342.0744 | 2002-12-10 | 0.00046334 | 11292.8942 | 1311.1847 | 7394.0456 | 3905.0454
2002-12-11 | 10147.6897 | 0.0051869 | 956.3246 | 2127.5801 | 707.6234 | 2002-12-11 | 0 | 24904.829 | 111.8235 | 3842.4137 | 1984.6989 | 2002-12-11 | 0.00010608 | 5682.631 | 243.0367 | 925.8733 | 870.6487 | 2002-12-11 | 0 | 3452.4871 | 498.1784 | 342.0744 | 2002-12-11 | 0.0012309 | 11046.9092 | 1311.1847 | 7394.0456 | 3905.0454
2002-12-12 | 10689.796 | 0.0041236 | 956.3246 | 2127.5801 | 707.6234 | 2002-12-12 | 0 | 26402.8704 | 111.8235 | 3842.4137 | 1984.6989 | 2002-12-12 | 9.7535e-05 | 5591.2957 | 243.0367 | 925.8733 | 870.6487 | 2002-12-12 | 0 | 3381.3835 | 498.1784 | 342.0744 | 2002-12-12 | 0.00098165 | 11516.3364 | 1311.1847 | 7394.0456 | 3905.0454
2002-12-13 | 10756.9883 | 0.0036654 | 956.3246 | 2127.5801 | 707.6234 | 2002-12-13 | 0 | 26314.9092 | 111.8235 | 3842.4137 | 1984.6989 | 2002-12-13 | 8.113e-05 | 5758.785 | 243.0367 | 925.8733 | 870.6487 | 2002-12-13 | 0 | 3520.7086 | 498.1784 | 342.0744 | 2002-12-13 | 0.00087128 | 11587.8478 | 1311.1847 | 7394.0456 | 3905.0454
2002-12-14 | 9003.3343 | 0.0010234 | 743.808 | 1464.4172 | 449.9629 | 2002-12-14 | 0 | 14701.6466 | 75.5773 | 3065.0285 | 1593.2062 | 2002-12-14 | 0.00023189 | 5221.3534 | 164.2593 | 628.3101 | 449.1342 | 2002-12-14 | 0 | 3364.7523 | 424.0484 | 287.4269 | 2002-12-14 | 0.00029193 | 8072.7717 | 983.6445 | 5581.8042 | 2779.7303
2002-12-15 | 6641.0487 | 0.00022934 | 743.808 | 927.2297 | 159.5875 | 2002-12-15 | 0 | 12275.2952 | 75.5773 | 2952.6838 | 934.4853 | 2002-12-15 | 0 | 5285.1703 | 164.2593 | 554.8963 | 255.8571 | 2002-12-15 | 0 | 559.3356 | 96.3951 | 243.5655 | 2002-12-15 | 5.3335e-05 | 6190.2124 | 983.6445 | 4531.2049 | 1593.4954
2002-12-16 | 12887.7025 | 0.0013065 | 956.3246 | 2127.5801 | 707.6234 | 2002-12-16 | 0 | 28853.272 | 111.8235 | 3842.4137 | 1984.6989 | 2002-12-16 | 6.4776e-05 | 7155.6785 | 243.0367 | 925.8733 | 870.6487 | 2002-12-16 | 0 | 5428.5472 | 498.1784 | 342.0744 | 2002-12-16 | 0.00031889 | 13581.3001 | 1311.1847 | 7394.0456 | 3905.0454
2002-12-17 | 10344.0223 | 0.0029517 | 956.3246 | 2127.5801 | 707.6234 | 2002-12-17 | 0 | 25578.6568 | 111.8235 | 3842.4137 | 1984.6989 | 2002-12-17 | 0.00095548 | 5490.3844 | 243.0367 | 925.8733 | 870.6487 | 2002-12-17 | 0 | 3334.4889 | 498.1784 | 342.0744 | 2002-12-17 | 0.00090865 | 11186.8881 | 1311.1847 | 7394.0456 | 3905.0454
2002-12-18 | 10849.3387 | 0.0017232 | 956.3246 | 2127.5801 | 707.6234 | 2002-12-18 | 0 | 26464.9045 | 111.8235 | 3842.4137 | 1984.6989 | 2002-12-18 | 9.286e-05 | 5963.6478 | 243.0367 | 925.8733 | 870.6487 | 2002-12-18 | 0 | 3728.8678 | 498.1784 | 342.0744 | 2002-12-18 | 0.00042235 | 11751.6897 | 1311.1847 | 7394.0456 | 3905.0454
2002-12-19 | 11549.0061 | 0.0022899 | 956.3246 | 2127.5801 | 707.6234 | 2002-12-19 | 0 | 28022.8743 | 111.8235 | 3842.4137 | 1984.6989 | 2002-12-19 | 0 | 6025.0128 | 243.0367 | 925.8733 | 870.6487 | 2002-12-19 | 0 | 3828.2346 | 498.1784 | 342.0744 | 2002-12-19 | 0.00053255 | 12356.282 | 1311.1847 | 7394.0456 | 3905.0454
2002-12-20 | 11166.9442 | 0.0030291 | 956.3246 | 2127.5801 | 707.6234 | 2002-12-20 | 0 | 27155.7229 | 111.8235 | 3842.4137 | 1984.6989 | 2002-12-20 | 7.0531e-05 | 5994.9187 | 243.0367 | 925.8733 | 870.6487 | 2002-12-20 | 0 | 3705.7834 | 498.1784 | 342.0744 | 2002-12-20 | 0.00072085 | 12005.8423 | 1311.1847 | 7394.0456 | 3905.0454
2002-12-21 | 9140.4768 | 0.00044442 | 743.808 | 1464.4172 | 449.9629 | 2002-12-21 | 0 | 15010.2725 | 75.5773 | 3065.0285 | 1593.2062 | 2002-12-21 | 5.5953e-05 | 5327.184 | 164.2593 | 628.3101 | 449.1342 | 2002-12-21 | 0 | 3467.975 | 424.0484 | 287.4269 | 2002-12-21 | 0.00011636 | 8236.4771 | 983.6445 | 5581.8042 | 2779.7303
2002-12-22 | 5371.1394 | 0.00034158 | 743.808 | 927.2297 | 159.5875 | 2002-12-22 | 0 | 8833.7445 | 75.5773 | 2952.6838 | 934.4853 | 2002-12-22 | 1.1265e-06 | 4536.5489 | 164.2593 | 554.8963 | 255.8571 | 2002-12-22 | 0 | 418.3386 | 96.3951 | 243.5655 | 2002-12-22 | 7.97e-05 | 4789.9429 | 983.6445 | 4531.2049 | 1593.4954
2002-12-23 | 8157.4465 | 0.0023758 | 956.3246 | 2127.5801 | 707.6234 | 2002-12-23 | 2.2524 | 17944.7897 | 111.8235 | 3842.4137 | 1984.6989 | 2002-12-23 | 0.0008972 | 4639.1475 | 243.0367 | 780.9578 | 637.3708 | 2002-12-23 | 0 | 2912.6904 | 498.1784 | 342.0744 | 2002-12-23 | 0.52458 | 8413.5185 | 1311.1847 | 7249.13 | 3671.7675
2002-12-24 | 7010.0004 | 0.00048708 | 956.3246 | 2127.5801 | 707.6234 | 2002-12-24 | 4.0875 | 15945.1429 | 111.8235 | 3842.4137 | 1984.6989 | 2002-12-24 | 0.0006654 | 4189.9345 | 243.0367 | 780.9578 | 637.3708 | 2002-12-24 | 0 | 2077.4762 | 498.1784 | 342.0744 | 2002-12-24 | 0.95085 | 7305.6385 | 1311.1847 | 7249.13 | 3671.7675
2002-12-25 | 7646.3046 | 0.010751 | 956.3246 | 2127.5801 | 707.6234 | 2002-12-25 | 0 | 19788.9226 | 111.8235 | 3842.4137 | 1984.6989 | 2002-12-25 | 0.0023306 | 3975.1201 | 243.0367 | 780.9578 | 637.3708 | 2002-12-25 | 0 | 1998.0802 | 498.1784 | 342.0744 | 2002-12-25 | 0.0030422 | 8352.1069 | 1311.1847 | 7249.13 | 3671.7675
2002-12-26 | 10244.1045 | 0.0018042 | 956.3246 | 2127.5801 | 707.6234 | 2002-12-26 | 0 | 25090.2589 | 111.8235 | 3842.4137 | 1984.6989 | 2002-12-26 | 9.047e-06 | 5198.495 | 243.0367 | 780.9578 | 637.3708 | 2002-12-26 | 0 | 3222.4083 | 498.1784 | 342.0744 | 2002-12-26 | 0.0004217 | 10938.8167 | 1311.1847 | 7249.13 | 3671.7675
2002-12-27 | 10405.165 | 0.0019888 | 956.3246 | 2127.5801 | 707.6234 | 2002-12-27 | 0 | 25037.2078 | 111.8235 | 3842.4137 | 1984.6989 | 2002-12-27 | 7.9866e-05 | 5491.2104 | 243.0367 | 780.9578 | 637.3708 | 2002-12-27 | 0 | 3381.5252 | 498.1784 | 342.0744 | 2002-12-27 | 0.00048109 | 11078.7771 | 1311.1847 | 7249.13 | 3671.7675
2002-12-28 | 8195.2887 | 0.00016618 | 743.808 | 1464.4172 | 449.9629 | 2002-12-28 | 0 | 12954.2827 | 75.5773 | 3065.0285 | 1593.2062 | 2002-12-28 | 1.9372e-05 | 4924.8029 | 164.2593 | 628.3101 | 449.1342 | 2002-12-28 | 0 | 2893.8381 | 424.0484 | 287.4269 | 2002-12-28 | 4.3152e-05 | 7242.0531 | 983.6445 | 5581.8042 | 2779.7303
2002-12-29 | 4668.1887 | 0.0002928 | 743.808 | 927.2297 | 159.5875 | 2002-12-29 | 0 | 7357.3235 | 75.5773 | 2952.6838 | 934.4853 | 2002-12-29 | 0 | 4130.2334 | 164.2593 | 554.8963 | 255.8571 | 2002-12-29 | 0 | 332.6691 | 96.3951 | 243.5655 | 2002-12-29 | 6.8093e-05 | 4122.1037 | 983.6445 | 4531.2049 | 1593.4954
2002-12-30 | 9700.7892 | 0.0035519 | 956.3246 | 2127.5801 | 707.6234 | 2002-12-30 | 0 | 22375.9737 | 111.8235 | 3842.4137 | 1984.6989 | 2002-12-30 | 0.00048743 | 5294.985 | 243.0367 | 780.9578 | 637.3708 | 2002-12-30 | 0 | 3614.3642 | 498.1784 | 342.0744 | 2002-12-30 | 0.00093939 | 10246.528 | 1311.1847 | 7249.13 | 3671.7675
2002-12-31 | 9457.4149 | 0.0026175 | 956.3246 | 2127.5801 | 707.6234 | 2002-12-31 | 0 | 22610.6451 | 111.8235 | 3842.4137 | 1984.6989 | 2002-12-31 | 0.00065647 | 5185.8248 | 243.0367 | 780.9578 | 637.3708 | 2002-12-31 | 0 | 3047.3633 | 498.1784 | 342.0744 | 2002-12-31 | 0.00076138 | 10075.312 | 1311.1847 | 7249.13 | 3671.7675
[24 empty] | 568562.3912 | 1779972.3813 | 444518.2455 | 2445723.1939 | 1230528.4148
1842013.0612
| 438574.5384 | [26 empty] | 6469304.6266
[20 empty] | 2586.16 |  |  | Chiller&HeatPump | 1226889.5446 |  |  |  | 55376.09
[20 empty] | 3003.88 |  |  | DHW | 734145.13 |  |  |  | 116.8249
[20 empty] | 2147.22 |  |  | Fan&Pump | 387500.0979
[20 empty] | 1754.96 |  |  | Gas | 444518.2455
[23 empty] | Equipment | 2005723.1939
[20 empty] | 9492.22 |  |  | Lighting | 1230528.4148
4746.11
[23 empty] | 近零能耗建筑 | 76.6kWh